## Sheet1
Archibus Field | Site Code | Building Code | Floor Code | Room Code | Room Name | Equipment Code | Asset Tag | Equipment Use | Serial Number | Manufacturer | Model Number | Parent asset ID | Equipment Category | Equipment Description | Equipment Sub-Category Description | Uniclass code | Priority | Capacity Units | Capacity | Install Date | O & M Link | Drawing Number & Link | Link to Photos | Asset Status | Purchase Date | Purchase Price | Service Contract Code | Asset Condition | Additional Comments
On RH side of local isolator switch | SIN | SINW | L01 |  | SSL D2A |  |  | OAF-D2-01 |  | Kruger | TDA355-FV-12AA-5-5/22/AL |  | 3_12_1 | HVAC | Supply MV Fans |  | 3 | KW | 0.37 | [8 empty] | As New Condition | NA
On RH side of local isolator switch | SIN | SINW | L01 |  | SSL D2B |  |  | OAF-D2-02 |  | Kruger | TDA355-FV-12AA-5-5/22/AL |  | 3_12_1 | HVAC | Supply MV Fans |  | 3 | KW | 0.37 | [8 empty] | As New Condition | NA
On RH side of local isolator switch | SIN | SINW | L01 | AXT-AHUA | AHU DRUPS WEST |  |  | AHU-D1-01 | 1M121705881 | Trane | CLCPXP016 |  | 3_7_1 | HVAC | Air Handling Units |  | 3 | kW | 10.5 | [8 empty] | As New Condition | NA
On RH side of local isolator switch | SIN | SINW | L01 | AXT-AHUA | AHU DRUPS WEST |  |  | AHU-D1-02 | 1M121705883 | Trane | CLCPXP016 |  | 3_7_1 | HVAC | Air Handling Units |  | 3 | kW | 10.5 | [8 empty] | As New Condition | NA
On RH side of local isolator switch | SIN | SINW | L01 | AXT-AHUB | AHU DRUPS EAST |  |  | AHU-D1-03 | 1M121705882 | Trane | CLCPXP016 |  | 3_7_1 | HVAC | Air Handling Units |  | 3 | kW | 10.5 | [8 empty] | As New Condition | NA
On RH side of local isolator switch | SIN | SINW | L01 | AXT-AHUB | AHU DRUPS EAST |  |  | AHU-D1-04 | 1M121705884 | Trane | CLCPXP016 |  | 3_7_1 | HVAC | Air Handling Units |  | 3 | kW | 10.5 | [8 empty] | As New Condition | NA
On RH side of local isolator switch | SIN | SINW | D02 | BXT-AHUA | AHU DRUPS WEST |  |  | AHU-D2-01 | 1M011800025 | Trane | CLCPXP016 |  | 3_7_1 | HVAC | Air Handling Units |  | 3 | kW | 10.5 | [8 empty] | As New Condition | NA
On RH side of local isolator switch | SIN | SINW | D02 | BXT-AHUA | AHU DRUPS WEST |  |  | AHU-D2-02 | 1M011800026 | Trane | CLCPXP016 |  | 3_7_1 | HVAC | Air Handling Units |  | 3 | kW | 10.5 | [8 empty] | As New Condition | NA
On RH side of local isolator switch | SIN | SINW | D02 | BXT-AHUB | AHU DRUPS EAST |  |  | AHU-D2-03 | 1M011800027 | Trane | CLCPXP016 |  | 3_7_1 | HVAC | Air Handling Units |  | 3 | kW | 10.5 | [8 empty] | As New Condition | NA
On RH side of local isolator switch | SIN | SINW | D02 | BXT-AHUB | AHU DRUPS EAST |  |  | AHU-D2-04 | 1M011800028 | Trane | CLCPXP016 |  | 3_7_1 | HVAC | Air Handling Units |  | 3 | kW | 10.5 | [8 empty] | As New Condition | NA
On RH side of local isolator switch | SIN | SINW | D03 | CXT-AHUA | AHU DRUPS WEST |  |  | AHU-D3-01 | 1M011800030 | Trane | CLCPXP020 |  | 3_7_1 | HVAC | Air Handling Units |  | 3 | kW | 10.5 | [8 empty] | As New Condition | NA
On RH side of local isolator switch | SIN | SINW | D03 | CXT-AHUA | AHU DRUPS WEST |  |  | AHU-D3-02 | 1M011800031 | Trane | CLCPXP020 |  | 3_7_1 | HVAC | Air Handling Units |  | 3 | kW | 10.5 | [8 empty] | As New Condition | NA
On RH side of local isolator switch | SIN | SINW | D03 | CXT-AHUB | AHU DRUPS EAST |  |  | AHU-D3-03 | 1M011800032 | Trane | CLCPXP020 |  | 3_7_1 | HVAC | Air Handling Units |  | 3 | kW | 10.5 | [8 empty] | As New Condition | NA
On RH side of local isolator switch | SIN | SINW | D03 | CXT-AHUB | AHU DRUPS EAST |  |  | AHU-D3-04 | 1M011800033 | Trane | CLCPXP020 |  | 3_7_1 | HVAC | Air Handling Units |  | 3 | kW | 10.5 | [8 empty] | As New Condition | NA
On RH side of local isolator switch | SIN | SINW | D04 | DXT-AHUA | AHU DRUPS WEST |  |  | AHU-D4-01 | 1M011800408 | Trane | CLCPXP020 |  | 3_7_1 | HVAC | Air Handling Units |  | 3 | kW | 10.5 | [8 empty] | As New Condition | NA
On RH side of local isolator switch | SIN | SINW | D04 | DXT-AHUA | AHU DRUPS WEST |  |  | AHU-D4-02 | 1M011800409 | Trane | CLCPXP020 |  | 3_7_1 | HVAC | Air Handling Units |  | 3 | kW | 10.5 | [8 empty] | As New Condition | NA
On RH side of local isolator switch | SIN | SINW | D04 | DXT-AHUB | AHU DRUPS EAST |  |  | AHU-D4-03 | 1M011800410 | Trane | CLCPXP020 |  | 3_7_1 | HVAC | Air Handling Units |  | 3 | kW | 10.5 | [8 empty] | As New Condition | NA
On RH side of local isolator switch | SIN | SINW | D04 | DXT-AHUB | AHU DRUPS EAST |  |  | AHU-D4-04 | 1M011800411 | Trane | CLCPXP020 |  | 3_7_1 | HVAC | Air Handling Units |  | 3 | kW | 10.5 | [8 empty] | As New Condition | NA
On RH side of local isolator switch | SIN | SINW | D05 | EXT-AHUA | AHU DRUPS WEST |  |  | AHU-D5-01 | 1M021800465 | Trane | CLCPXP020 |  | 3_7_1 | HVAC | Air Handling Units |  | 3 | kW | 10.5 | [8 empty] | As New Condition | NA
On RH side of local isolator switch | SIN | SINW | D05 | EXT-AHUA | AHU DRUPS WEST |  |  | AHU-D5-02 | 1M021800466 | Trane | CLCPXP020 |  | 3_7_1 | HVAC | Air Handling Units |  | 3 | kW | 10.5 | [8 empty] | As New Condition | NA
On RH side of local isolator switch | SIN | SINW | D05 | EXT-AHUB | AHU DRUPS EAST |  |  | AHU-D5-03 | 1M021800467 | Trane | CLCPXP020 |  | 3_7_1 | HVAC | Air Handling Units |  | 3 | kW | 10.5 | [8 empty] | As New Condition | NA
On RH side of local isolator switch | SIN | SINW | D05 | EXT-AHUB | AHU DRUPS EAST |  |  | AHU-D5-04 | 1M021800468 | Trane | CLCPXP020 |  | 3_7_1 | HVAC | Air Handling Units |  | 3 | kW | 10.5 | [8 empty] | As New Condition | NA
On RH side of local isolator switch | SIN | SINW | D06 | FXT-AHUA | AHU DRUPS WEST |  |  | AHU-D6-01 | 1M021800847 | Trane | CLCPXP020 |  | 3_7_1 | HVAC | Air Handling Units |  | 3 | kW | 10.5 | [8 empty] | As New Condition | NA
On RH side of local isolator switch | SIN | SINW | D06 | FXT-AHUA | AHU DRUPS WEST |  |  | AHU-D6-02 | 1M021800848 | Trane | CLCPXP020 |  | 3_7_1 | HVAC | Air Handling Units |  | 3 | kW | 10.5 | [8 empty] | As New Condition | NA
On RH side of local isolator switch | SIN | SINW | D06 | FXT-AHUB | AHU DRUPS EAST |  |  | AHU-D6-03 | 1M021800849 | Trane | CLCPXP020 |  | 3_7_1 | HVAC | Air Handling Units |  | 3 | kW | 10.5 | [8 empty] | As New Condition | NA
On RH side of local isolator switch | SIN | SINW | D06 | FXT-AHUB | AHU DRUPS EAST |  |  | AHU-D6-04 | 1M021800850 | Trane | CLCPXP020 |  | 3_7_1 | HVAC | Air Handling Units |  | 3 | kW | 10.5 | [8 empty] | As New Condition | NA
On RH side of local isolator switch | SIN | SINW | D07 | GXT-AHUA | AHU DRUPS WEST |  |  | AHU-D7-01 | 1M031800909 | Trane | CLCPXP020 |  | 3_7_1 | HVAC | Air Handling Units |  | 3 | kW | 10.5 | [8 empty] | As New Condition | NA
On RH side of local isolator switch | SIN | SINW | D07 | GXT-AHUA | AHU DRUPS WEST |  |  | AHU-D7-02 | 1M031800910 | Trane | CLCPXP020 |  | 3_7_1 | HVAC | Air Handling Units |  | 3 | kW | 10.5 | [8 empty] | As New Condition | NA
On RH side of local isolator switch | SIN | SINW | D07 | GXT-AHUB | AHU DRUPS EAST |  |  | AHU-D7-03 | 1M031800911 | Trane | CLCPXP020 |  | 3_7_1 | HVAC | Air Handling Units |  | 3 | kW | 10.5 | [8 empty] | As New Condition | NA
On RH side of local isolator switch | SIN | SINW | D07 | GXT-AHUB | AHU DRUPS EAST |  |  | AHU-D7-04 | 1M031800912 | Trane | CLCPXP020 |  | 3_7_1 | HVAC | Air Handling Units |  | 3 | kW | 10.5 | [8 empty] | As New Condition | NA
On RH side of local isolator switch | SIN | SINW | D08 | HXT-AHUA | AHU DRUPS WEST |  |  | AHU-D8-01 | 1M041801184 | Trane | CLCPXP020 |  | 3_7_1 | HVAC | Air Handling Units |  | 3 | kW | 10.5 | [8 empty] | As New Condition | NA
On RH side of local isolator switch | SIN | SINW | D08 | HXT-AHUA | AHU DRUPS WEST |  |  | AHU-D8-02 | 1M041801185 | Trane | CLCPXP020 |  | 3_7_1 | HVAC | Air Handling Units |  | 3 | kW | 10.5 | [8 empty] | As New Condition | NA
On RH side of local isolator switch | SIN | SINW | L07 | G50-LR | LOWER ROOF |  |  | AHU-D8-03 | 1M041801186 | Trane | CLCPXP020 |  | 3_7_1 | HVAC | Air Handling Units |  | 3 | kW | 10.5 | [8 empty] | As New Condition | NA
On RH side of local isolator switch | SIN | SINW | L07 | G50-LR | LOWER ROOF |  |  | AHU-D8-04 | 1M041801187 | Trane | CLCPXP020 |  | 3_7_1 | HVAC | Air Handling Units |  | 3 | kW | 10.5 | [8 empty] | As New Condition | NA
On RH side of local isolator switch | SIN | SINW | L01 | A54-STOR2 | Storage Room 2 |  |  | AHU-L01-01 | 1M121705877 | Trane | CLCPXP010 |  | 3_7_1 | HVAC | Air Handling Units |  | 3 | kW | 5.25 | [8 empty] | As New Condition | NA
On RH side of local isolator switch | SIN | SINW | L01 | A54-STOR2 | Storage Room 2 |  |  | AHU-L01-02 | 1M121705878 | Trane | CLCPXP010 |  | 3_7_1 | HVAC | Air Handling Units |  | 3 | kW | 5.25 | [8 empty] | As New Condition | NA
On RH side of local isolator switch | SIN | SINW | L01 | A54-STOR1 | Storage Room 1 |  |  | AHU-L01-03 | 1M121705879 | Trane | CLCPXP010 |  | 3_7_1 | HVAC | Air Handling Units |  | 3 | kW | 5.25 | [8 empty] | As New Condition | NA
On RH side of local isolator switch | SIN | SINW | L01 | A54-STOR1 | Storage Room 1 |  |  | AHU-L01-04 | 1M121705880 | Trane | CLCPXP010 |  | 3_7_1 | HVAC | Air Handling Units |  | 3 | kW | 5.25 | [8 empty] | As New Condition | NA
On RH side of local isolator switch | SIN | SINW | L02 | B02-LB1 | UPPER LOBBY |  |  | AHU-L02-01 | 1M011800029 | Trane | CLCPXP012 |  | 3_7_1 | HVAC | Air Handling Units |  | 3 | kW | 2.5 | [8 empty] | As New Condition | NA
On RH side of local isolator switch | SIN | SINW | L07 | G50-LR | LOWER ROOF |  |  | AHU-LRF-01 | 1M041801188 | Trane | CLCPXP016 |  | 3_7_1 | HVAC | Air Handling Units |  | 3 | kW | 10.5 | [8 empty] | As New Condition | NA
On RH side of local isolator switch | SIN | SINW | L07 | G50-LR | LOWER ROOF |  |  | AHU-LRF-02 | 1M041801189 | Trane | CLCPXP016 |  | 3_7_1 | HVAC | Air Handling Units |  | 3 | kW | 10.5 | [8 empty] | As New Condition | NA
On RH side of local isolator switch | SIN | SINW | L07 | G50-LR | LOWER ROOF |  |  | AHU-LRF-03 | 1M041801190 | Trane | CLCPXP016 |  | 3_7_1 | HVAC | Air Handling Units |  | 3 | kW | 10.5 | [8 empty] | As New Condition | NA
On RH side of local isolator switch | SIN | SINW | L07 | G50-LR | LOWER ROOF |  |  | AHU-LRF-04 | 1M041801191 | Trane | CLCPXP016 |  | 3_7_1 | HVAC | Air Handling Units |  | 3 | kW | 10.5 | [8 empty] | As New Condition | NA
On RH side of local isolator switch | SIN | SINW | L07 | G50-LR | LOWER ROOF |  |  | AHU-LRF-05 | 1M041801192 | Trane | CLCPXP025 |  | 3_7_1 | HVAC | Air Handling Units |  | 3 | kW | 10.5 | [8 empty] | As New Condition | Corridor(L02-L06)
On RH side of local isolator switch | SIN | SINW | L01 | A53-CHPR | CHILLER PLANT ROOM |  |  | CCWP-L01-01 | PW17008069-007F | Grundfos | Paco KP1020 |  | 3_5_1 | HVAC | Condenser Water Pump |  | 3 | KW | 75 | [8 empty] | As New Condition | NA
On RH side of local isolator switch | SIN | SINW | L01 | A53-CHPR | CHILLER PLANT ROOM |  |  | CCWP-L01-02 | PW17008069-007C | Grundfos | Paco KP1020 |  | 3_5_1 | HVAC | Condenser Water Pump |  | 3 | KW | 75 | [8 empty] | As New Condition | NA
On RH side of local isolator switch | SIN | SINW | L01 | A53-CHPR | CHILLER PLANT ROOM |  |  | CCWP-L01-03 | PW17008069-007B | Grundfos | Paco KP1020 |  | 3_5_1 | HVAC | Condenser Water Pump |  | 3 | KW | 75 | [8 empty] | As New Condition | NA
On RH side of local isolator switch | SIN | SINW | L01 | A53-CHPR | CHILLER PLANT ROOM |  |  | CCWP-L01-04 | PW17008069-007A | Grundfos | Paco KP1020 |  | 3_5_1 | HVAC | Condenser Water Pump |  | 3 | KW | 75 | [8 empty] | As New Condition | NA
On RH side of local isolator switch | SIN | SINW | L01 | A53-CHPR | CHILLER PLANT ROOM |  |  | CCWP-L01-05 | PW17008069-007E | Grundfos | Paco KP1020 |  | 3_5_1 | HVAC | Condenser Water Pump |  | 3 | KW | 75 | [8 empty] | As New Condition | NA
On RH side of local isolator switch | SIN | SINW | L01 | A53-CHPR | CHILLER PLANT ROOM |  |  | CCWP-L01-06 | PW17008069-007D | Grundfos | Paco KP1020 |  | 3_5_1 | HVAC | Condenser Water Pump |  | 3 | KW | 75 | [8 empty] | As New Condition | NA
On RH side of local isolator switch | SIN | SINW | L01 | A53-CHPR | CHILLER PLANT ROOM |  |  | CHWP-L01-01 | PW17008069-006C | Grundfos | Paco KP8012 |  | 3_5_1 | HVAC | Chilled Water Pump |  | 1 | KW | 55 | [8 empty] | As New Condition | NA
On RH side of local isolator switch | SIN | SINW | L01 | A53-CHPR | CHILLER PLANT ROOM |  |  | CHWP-L01-02 | PW17008069-006D | Grundfos | Paco KP8012 |  | 3_5_1 | HVAC | Chilled Water Pump |  | 3 | KW | 55 | [8 empty] | As New Condition | NA
On RH side of local isolator switch | SIN | SINW | L01 | A53-CHPR | CHILLER PLANT ROOM |  |  | CHWP-L01-03 | PW17008069-006E | Grundfos | Paco KP8012 |  | 3_5_1 | HVAC | Chilled Water Pump |  | 3 | KW | 55 | [8 empty] | As New Condition | NA
On RH side of local isolator switch | SIN | SINW | L01 | A53-CHPR | CHILLER PLANT ROOM |  |  | CHWP-L01-04 | PW17008069-006B | Grundfos | Paco KP8012 |  | 3_5_1 | HVAC | Chilled Water Pump |  | 3 | KW | 55 | [8 empty] | As New Condition | NA
On RH side of local isolator switch | SIN | SINW | L01 | A53-CHPR | CHILLER PLANT ROOM |  |  | CHWP-L01-05 | PW17008069-006F | Grundfos | Paco KP8012 |  | 3_5_1 | HVAC | Chilled Water Pump |  | 3 | KW | 55 | [8 empty] | As New Condition | NA
On RH side of local isolator switch | SIN | SINW | L01 | A53-CHPR | CHILLER PLANT ROOM |  |  | CHWP-L01-06 | PW17008069-006A | Grundfos | Paco KP8012 |  | 3_5_1 | HVAC | Chilled Water Pump |  | 3 | KW | 55 | [8 empty] | As New Condition | NA
Top LH corner | SIN | SINW | L02 | B01-TSNORTH | TECHNICAL SUITE NORTH |  |  | CRAC-L02A-01 | SCB138724 | Schneider Electric | LXDV4022AS |  | 3_10_1 | HVAC | Computer Room Air Conditioning Units (CRAC) |  | 1 | kW | 202.7 | [8 empty] | As New Condition | NA
Top LH corner | SIN | SINW | L02 | B01-TSNORTH | TECHNICAL SUITE NORTH |  |  | CRAC-L02A-08 | SCB138900 | Schneider Electric | LXDV4022AS |  | 3_10_1 | HVAC | Computer Room Air Conditioning Units (CRAC) |  | 1 | kW | 202.7 | [8 empty] | As New Condition | NA
Top LH corner | SIN | SINW | L02 | B01-TSNORTH | TECHNICAL SUITE NORTH |  |  | CRAC-L02A-12 | SCB138901 | Schneider Electric | LXDV4022AS |  | 3_10_1 | HVAC | Computer Room Air Conditioning Units (CRAC) |  | 1 | kW | 202.7 | [8 empty] | As New Condition | NA
Top LH corner | SIN | SINW | L02 | B01-TSNORTH | TECHNICAL SUITE NORTH |  |  | CRAC-L02A-17 | SCB138896 | Schneider Electric | LXDV4022AS |  | 3_10_1 | HVAC | Computer Room Air Conditioning Units (CRAC) |  | 1 | kW | 202.7 | [8 empty] | As New Condition | NA
Top LH corner | SIN | SINW | L02 | B01-TSNORTH | TECHNICAL SUITE NORTH |  |  | CRAC-L02A-19 | SCB138728 | Schneider Electric | LXDV4022AS |  | 3_10_1 | HVAC | Computer Room Air Conditioning Units (CRAC) |  | 1 | kW | 202.7 | [8 empty] | As New Condition | NA
Top LH corner | SIN | SINW | L02 | B01-TSNORTH | TECHNICAL SUITE NORTH |  |  | CRAC-L02A-24 | SCB138909 | Schneider Electric | LXDV4022AS |  | 3_10_1 | HVAC | Computer Room Air Conditioning Units (CRAC) |  | 1 | kW | 202.7 | [8 empty] | As New Condition | NA
Top LH corner | SIN | SINW | L02 | B02-TSSOUTH | TECHNICAL SUITE SOUTH |  |  | CRAC-L02B-01 | SCB138717 | Schneider Electric | LXDV4022AS |  | 3_10_1 | HVAC | Computer Room Air Conditioning Units (CRAC) |  | 1 | kW | 202.7 | [8 empty] | As New Condition | NA
Top LH corner | SIN | SINW | L02 | B02-TSSOUTH | TECHNICAL SUITE SOUTH |  |  | CRAC-L02B-06 | SCB138725 | Schneider Electric | LXDV4022AS |  | 3_10_1 | HVAC | Computer Room Air Conditioning Units (CRAC) |  | 1 | kW | 202.7 | [8 empty] | As New Condition | NA
Top LH corner | SIN | SINW | L02 | B02-TSSOUTH | TECHNICAL SUITE SOUTH |  |  | CRAC-L02B-08 | SCB138713 | Schneider Electric | LXDV4022AS |  | 3_10_1 | HVAC | Computer Room Air Conditioning Units (CRAC) |  | 1 | kW | 202.7 | [8 empty] | As New Condition | NA
Top LH corner | SIN | SINW | L02 | B02-TSSOUTH | TECHNICAL SUITE SOUTH |  |  | CRAC-L02B-13 | SCB138707 | Schneider Electric | LXDV4022AS |  | 3_10_1 | HVAC | Computer Room Air Conditioning Units (CRAC) |  | 1 | kW | 202.7 | [8 empty] | As New Condition | NA
Top LH corner | SIN | SINW | L02 | B02-TSSOUTH | TECHNICAL SUITE SOUTH |  |  | CRAC-L02B-17 | SCB138729 | Schneider Electric | LXDV4022AS |  | 3_10_1 | HVAC | Computer Room Air Conditioning Units (CRAC) |  | 1 | kW | 202.7 | [8 empty] | As New Condition | NA
Top LH corner | SIN | SINW | L02 | B02-TSSOUTH | TECHNICAL SUITE SOUTH |  |  | CRAC-L02B-24 | SCB138726 | Schneider Electric | LXDV4022AS |  | 3_10_1 | HVAC | Computer Room Air Conditioning Units (CRAC) |  | 1 | kW | 202.7 | [8 empty] | As New Condition | NA
Top LH corner | SIN | SINW | L03 | C01-TSNORTH | TECHNICAL SUITE NORTH |  |  | CRAC-L03A-01 | SCB138913 | Schneider Electric | LXDV4022AS |  | 3_10_1 | HVAC | Computer Room Air Conditioning Units (CRAC) |  | 1 | kW | 202.7 | [8 empty] | As New Condition | NA
Top LH corner | SIN | SINW | L03 | C01-TSNORTH | TECHNICAL SUITE NORTH |  |  | CRAC-L03A-08 | SCB138714 | Schneider Electric | LXDV4022AS |  | 3_10_1 | HVAC | Computer Room Air Conditioning Units (CRAC) |  | 1 | kW | 202.7 | [8 empty] | As New Condition | NA
Top LH corner | SIN | SINW | L03 | C01-TSNORTH | TECHNICAL SUITE NORTH |  |  | CRAC-L03A-12 | SCB138715 | Schneider Electric | LXDV4022AS |  | 3_10_1 | HVAC | Computer Room Air Conditioning Units (CRAC) |  | 1 | kW | 202.7 | [8 empty] | As New Condition | NA
Top LH corner | SIN | SINW | L03 | C01-TSNORTH | TECHNICAL SUITE NORTH |  |  | CRAC-L03A-17 | SCB138716 | Schneider Electric | LXDV4022AS |  | 3_10_1 | HVAC | Computer Room Air Conditioning Units (CRAC) |  | 1 | kW | 202.7 | [8 empty] | As New Condition | NA
Top LH corner | SIN | SINW | L03 | C01-TSNORTH | TECHNICAL SUITE NORTH |  |  | CRAC-L03A-19 | SCB138727 | Schneider Electric | LXDV4022AS |  | 3_10_1 | HVAC | Computer Room Air Conditioning Units (CRAC) |  | 1 | kW | 202.7 | [8 empty] | As New Condition | NA
Top LH corner | SIN | SINW | L03 | C01-TSNORTH | TECHNICAL SUITE NORTH |  |  | CRAC-L03A-24 | SCB138912 | Schneider Electric | LXDV4022AS |  | 3_10_1 | HVAC | Computer Room Air Conditioning Units (CRAC) |  | 1 | kW | 202.7 | [8 empty] | As New Condition | NA
Top LH corner | SIN | SINW | L03 | C02-TSSOUTH | TECHNICAL SUITE SOUTH |  |  | CRAC-L03B-01 | SCC141901 | Schneider Electric | LXDV4022AS |  | 3_10_1 | HVAC | Computer Room Air Conditioning Units (CRAC) |  | 1 | kW | 202.7 | [8 empty] | As New Condition | NA
Top LH corner | SIN | SINW | L03 | C02-TSSOUTH | TECHNICAL SUITE SOUTH |  |  | CRAC-L03B-06 | SCC141903 | Schneider Electric | LXDV4022AS |  | 3_10_1 | HVAC | Computer Room Air Conditioning Units (CRAC) |  | 1 | kW | 202.7 | [8 empty] | As New Condition | NA
Top LH corner | SIN | SINW | L03 | C02-TSSOUTH | TECHNICAL SUITE SOUTH |  |  | CRAC-L03B-08 | SCC141900 | Schneider Electric | LXDV4022AS |  | 3_10_1 | HVAC | Computer Room Air Conditioning Units (CRAC) |  | 1 | kW | 202.7 | [8 empty] | As New Condition | NA
Top LH corner | SIN | SINW | L03 | C02-TSSOUTH | TECHNICAL SUITE SOUTH |  |  | CRAC-L03B-13 | SCB138921 | Schneider Electric | LXDV4022AS |  | 3_10_1 | HVAC | Computer Room Air Conditioning Units (CRAC) |  | 1 | kW | 202.7 | [8 empty] | As New Condition | NA
Top LH corner | SIN | SINW | L03 | C02-TSSOUTH | TECHNICAL SUITE SOUTH |  |  | CRAC-L03B-17 | SCC141786 | Schneider Electric | LXDV4022AS |  | 3_10_1 | HVAC | Computer Room Air Conditioning Units (CRAC) |  | 1 | kW | 202.7 | [8 empty] | As New Condition | NA
Top LH corner | SIN | SINW | L03 | C02-TSSOUTH | TECHNICAL SUITE SOUTH |  |  | CRAC-L03B-24 | SCC141785 | Schneider Electric | LXDV4022AS |  | 3_10_1 | HVAC | Computer Room Air Conditioning Units (CRAC) |  | 1 | kW | 202.7 | [8 empty] | As New Condition | NA
Top LH corner | SIN | SINW | L04 | D01-TSNORTH | TECHNICAL SUITE NORTH |  |  | CRAC-L04A-01 | SCC141904 | Schneider Electric | LXDV4022AS |  | 3_10_1 | HVAC | Computer Room Air Conditioning Units (CRAC) |  | 1 | kW | 202.7 | [8 empty] | As New Condition | NA
Top LH corner | SIN | SINW | L04 | D01-TSNORTH | TECHNICAL SUITE NORTH |  |  | CRAC-L04A-08 | SCC141902 | Schneider Electric | LXDV4022AS |  | 3_10_1 | HVAC | Computer Room Air Conditioning Units (CRAC) |  | 1 | kW | 202.7 | [8 empty] | As New Condition | NA
Top LH corner | SIN | SINW | L04 | D01-TSNORTH | TECHNICAL SUITE NORTH |  |  | CRAC-L04A-12 | SCC141899 | Schneider Electric | LXDV4022AS |  | 3_10_1 | HVAC | Computer Room Air Conditioning Units (CRAC) |  | 1 | kW | 202.7 | [8 empty] | As New Condition | NA
Top LH corner | SIN | SINW | L04 | D01-TSNORTH | TECHNICAL SUITE NORTH |  |  | CRAC-L04A-17 | SCC141974 | Schneider Electric | LXDV4022AS |  | 3_10_1 | HVAC | Computer Room Air Conditioning Units (CRAC) |  | 1 | kW | 202.7 | [8 empty] | As New Condition | NA
Top LH corner | SIN | SINW | L04 | D01-TSNORTH | TECHNICAL SUITE NORTH |  |  | CRAC-L04A-19 | SCC141973 | Schneider Electric | LXDV4022AS |  | 3_10_1 | HVAC | Computer Room Air Conditioning Units (CRAC) |  | 1 | kW | 202.7 | [8 empty] | As New Condition | NA
Top LH corner | SIN | SINW | L04 | D01-TSNORTH | TECHNICAL SUITE NORTH |  |  | CRAC-L04A-24 | SCC141976 | Schneider Electric | LXDV4022AS |  | 3_10_1 | HVAC | Computer Room Air Conditioning Units (CRAC) |  | 1 | kW | 202.7 | [8 empty] | As New Condition | NA
Top LH corner | SIN | SINW | L04 | D02-TSSOUTH | TECHNICAL SUITE SOUTH |  |  | CRAC-L04B-01 | SCB138925 | Schneider Electric | LXDV4022AS |  | 3_10_1 | HVAC | Computer Room Air Conditioning Units (CRAC) |  | 1 | kW | 202.7 | [8 empty] | As New Condition | NA
Top LH corner | SIN | SINW | L04 | D02-TSSOUTH | TECHNICAL SUITE SOUTH |  |  | CRAC-L04B-06 | SCB138920 | Schneider Electric | LXDV4022AS |  | 3_10_1 | HVAC | Computer Room Air Conditioning Units (CRAC) |  | 1 | kW | 202.7 | [8 empty] | As New Condition | NA
Top LH corner | SIN | SINW | L04 | D02-TSSOUTH | TECHNICAL SUITE SOUTH |  |  | CRAC-L04B-08 | SCB138924 | Schneider Electric | LXDV4022AS |  | 3_10_1 | HVAC | Computer Room Air Conditioning Units (CRAC) |  | 1 | kW | 202.7 | [8 empty] | As New Condition | NA
Top LH corner | SIN | SINW | L04 | D02-TSSOUTH | TECHNICAL SUITE SOUTH |  |  | CRAC-L04B-13 | SCC141975 | Schneider Electric | LXDV4022AS |  | 3_10_1 | HVAC | Computer Room Air Conditioning Units (CRAC) |  | 1 | kW | 202.7 | [8 empty] | As New Condition | NA
Top LH corner | SIN | SINW | L04 | D02-TSSOUTH | TECHNICAL SUITE SOUTH |  |  | CRAC-L04B-17 | SCC141971 | Schneider Electric | LXDV4022AS |  | 3_10_1 | HVAC | Computer Room Air Conditioning Units (CRAC) |  | 1 | kW | 202.7 | [8 empty] | As New Condition | NA
Top LH corner | SIN | SINW | L04 | D02-TSSOUTH | TECHNICAL SUITE SOUTH |  |  | CRAC-L04B-24 | SCC141835 | Schneider Electric | LXDV4022AS |  | 3_10_1 | HVAC | Computer Room Air Conditioning Units (CRAC) |  | 1 | kW | 202.7 | [8 empty] | As New Condition | NA
Top LH corner | SIN | SINW | L05 | E01-TSNORTH | TECHNICAL SUITE NORTH |  |  | CRAC-L05A-01 | SCC141836 | Schneider Electric | LXDV4022AS |  | 3_10_1 | HVAC | Computer Room Air Conditioning Units (CRAC) |  | 1 | kW | 202.7 | [8 empty] | As New Condition | NA
Top LH corner | SIN | SINW | L05 | E01-TSNORTH | TECHNICAL SUITE NORTH |  |  | CRAC-L05A-08 | SCC141838 | Schneider Electric | LXDV4022AS |  | 3_10_1 | HVAC | Computer Room Air Conditioning Units (CRAC) |  | 1 | kW | 202.7 | [8 empty] | As New Condition | NA
Top LH corner | SIN | SINW | L05 | E01-TSNORTH | TECHNICAL SUITE NORTH |  |  | CRAC-L05A-12 | SCC141852 | Schneider Electric | LXDV4022AS |  | 3_10_1 | HVAC | Computer Room Air Conditioning Units (CRAC) |  | 1 | kW | 202.7 | [8 empty] | As New Condition | NA
Top LH corner | SIN | SINW | L05 | E01-TSNORTH | TECHNICAL SUITE NORTH |  |  | CRAC-L05A-17 | SCC141788 | Schneider Electric | LXDV4022AS |  | 3_10_1 | HVAC | Computer Room Air Conditioning Units (CRAC) |  | 1 | kW | 202.7 | [8 empty] | As New Condition | NA
Top LH corner | SIN | SINW | L05 | E01-TSNORTH | TECHNICAL SUITE NORTH |  |  | CRAC-L05A-19 | SCC141784 | Schneider Electric | LXDV4022AS |  | 3_10_1 | HVAC | Computer Room Air Conditioning Units (CRAC) |  | 1 | kW | 202.7 | [8 empty] | As New Condition | NA
Top LH corner | SIN | SINW | L05 | E01-TSNORTH | TECHNICAL SUITE NORTH |  |  | CRAC-L05A-24 | SCB138923 | Schneider Electric | LXDV4022AS |  | 3_10_1 | HVAC | Computer Room Air Conditioning Units (CRAC) |  | 1 | kW | 202.7 | [8 empty] | As New Condition | NA
Top LH corner | SIN | SINW | L05 | E02-TSSOUTH | TECHNICAL SUITE SOUTH |  |  | CRAC-L05B-01 | SCC141848 | Schneider Electric | LXDV4022AS |  | 3_10_1 | HVAC | Computer Room Air Conditioning Units (CRAC) |  | 1 | kW | 202.7 | [8 empty] | As New Condition | NA
Top LH corner | SIN | SINW | L05 | E02-TSSOUTH | TECHNICAL SUITE SOUTH |  |  | CRAC-L05B-06 | SCC141839 | Schneider Electric | LXDV4022AS |  | 3_10_1 | HVAC | Computer Room Air Conditioning Units (CRAC) |  | 1 | kW | 202.7 | [8 empty] | As New Condition | NA
Top LH corner | SIN | SINW | L05 | E02-TSSOUTH | TECHNICAL SUITE SOUTH |  |  | CRAC-L05B-08 | SCC141847 | Schneider Electric | LXDV4022AS |  | 3_10_1 | HVAC | Computer Room Air Conditioning Units (CRAC) |  | 1 | kW | 202.7 | [8 empty] | As New Condition | NA
Top LH corner | SIN | SINW | L05 | E02-TSSOUTH | TECHNICAL SUITE SOUTH |  |  | CRAC-L05B-13 | SCC141840 | Schneider Electric | LXDV4022AS |  | 3_10_1 | HVAC | Computer Room Air Conditioning Units (CRAC) |  | 1 | kW | 202.7 | [8 empty] | As New Condition | NA
Top LH corner | SIN | SINW | L05 | E02-TSSOUTH | TECHNICAL SUITE SOUTH |  |  | CRAC-L05B-17 | SCC141837 | Schneider Electric | LXDV4022AS |  | 3_10_1 | HVAC | Computer Room Air Conditioning Units (CRAC) |  | 1 | kW | 202.7 | [8 empty] | As New Condition | NA
Top LH corner | SIN | SINW | L05 | E02-TSSOUTH | TECHNICAL SUITE SOUTH |  |  | CRAC-L05B-24 | SCC141851 | Schneider Electric | LXDV4022AS |  | 3_10_1 | HVAC | Computer Room Air Conditioning Units (CRAC) |  | 1 | kW | 202.7 | [8 empty] | As New Condition | NA
Top LH corner | SIN | SINW | L06 | F01-TSNORTH | TECHNICAL SUITE NORTH |  |  | CRAC-L06A-01 | SCB138908 | Schneider Electric | LXDV4022AS |  | 3_10_1 | HVAC | Computer Room Air Conditioning Units (CRAC) |  | 1 | kW | 202.7 | [8 empty] | As New Condition | NA
Top LH corner | SIN | SINW | L06 | F01-TSNORTH | TECHNICAL SUITE NORTH |  |  | CRAC-L06A-08 | SCB138911 | Schneider Electric | LXDV4022AS |  | 3_10_1 | HVAC | Computer Room Air Conditioning Units (CRAC) |  | 1 | kW | 202.7 | [8 empty] | As New Condition | NA
Top LH corner | SIN | SINW | L06 | F01-TSNORTH | TECHNICAL SUITE NORTH |  |  | CRAC-L06A-12 | SCC141972 | Schneider Electric | LXDV4022AS |  | 3_10_1 | HVAC | Computer Room Air Conditioning Units (CRAC) |  | 1 | kW | 202.7 | [8 empty] | As New Condition | NA
Top LH corner | SIN | SINW | L06 | F01-TSNORTH | TECHNICAL SUITE NORTH |  |  | CRAC-L06A-17 | SCC141787 | Schneider Electric | LXDV4022AS |  | 3_10_1 | HVAC | Computer Room Air Conditioning Units (CRAC) |  | 1 | kW | 202.7 | [8 empty] | As New Condition | NA
Top LH corner | SIN | SINW | L06 | F01-TSNORTH | TECHNICAL SUITE NORTH |  |  | CRAC-L06A-19 | SCB138922 | Schneider Electric | LXDV4022AS |  | 3_10_1 | HVAC | Computer Room Air Conditioning Units (CRAC) |  | 1 | kW | 202.7 | [8 empty] | As New Condition | NA
Top LH corner | SIN | SINW | L06 | F01-TSNORTH | TECHNICAL SUITE NORTH |  |  | CRAC-L06A-24 | SCC141783 | Schneider Electric | LXDV4022AS |  | 3_10_1 | HVAC | Computer Room Air Conditioning Units (CRAC) |  | 1 | kW | 202.7 | [8 empty] | As New Condition | NA
Top LH corner | SIN | SINW | L06 | F02-TSSOUTH | TECHNICAL SUITE SOUTH |  |  | CRAC-L06B-01 | SCC141850 | Schneider Electric | LXDV4022AS |  | 3_10_1 | HVAC | Computer Room Air Conditioning Units (CRAC) |  | 1 | kW | 202.7 | [8 empty] | As New Condition | NA
Top LH corner | SIN | SINW | L06 | F02-TSSOUTH | TECHNICAL SUITE SOUTH |  |  | CRAC-L06B-06 | SCC141849 | Schneider Electric | LXDV4022AS |  | 3_10_1 | HVAC | Computer Room Air Conditioning Units (CRAC) |  | 1 | kW | 202.7 | [8 empty] | As New Condition | NA
Top LH corner | SIN | SINW | L06 | F02-TSSOUTH | TECHNICAL SUITE SOUTH |  |  | CRAC-L06B-08 | SCB138910 | Schneider Electric | LXDV4022AS |  | 3_10_1 | HVAC | Computer Room Air Conditioning Units (CRAC) |  | 1 | kW | 202.7 | [8 empty] | As New Condition | NA
Top LH corner | SIN | SINW | L06 | F02-TSSOUTH | TECHNICAL SUITE SOUTH |  |  | CRAC-L06B-13 | SCB138898 | Schneider Electric | LXDV4022AS |  | 3_10_1 | HVAC | Computer Room Air Conditioning Units (CRAC) |  | 1 | kW | 202.7 | [8 empty] | As New Condition | NA
Top LH corner | SIN | SINW | L06 | F02-TSSOUTH | TECHNICAL SUITE SOUTH |  |  | CRAC-L06B-17 | SCB138899 | Schneider Electric | LXDV4022AS |  | 3_10_1 | HVAC | Computer Room Air Conditioning Units (CRAC) |  | 1 | kW | 202.7 | [8 empty] | As New Condition | NA
Top LH corner | SIN | SINW | L06 | F02-TSSOUTH | TECHNICAL SUITE SOUTH |  |  | CRAC-L06B-24 | SCB138897 | Schneider Electric | LXDV4022AS |  | 3_10_1 | HVAC | Computer Room Air Conditioning Units (CRAC) |  | 1 | kW | 202.7 | [8 empty] | As New Condition | NA
Top LH corner | SIN | SINW | L01 | A53-MMRWEST | GSFM MMR WEST |  |  | CRAH-L01-01 | SCB138705 | Schneider Electric | HDCV2900A |  | 3_11_1 | HVAC | Computer Room Air Handling Units (CRAH) |  | 1 | kW | 105.3 | [8 empty] | As New Condition | NA
Top LH corner | SIN | SINW | L01 | A53-MMRWEST | GSFM MMR WEST |  |  | CRAH-L01-02 | SCB138703 | Schneider Electric | HDCV2900A |  | 3_11_1 | HVAC | Computer Room Air Handling Units (CRAH) |  | 1 | kW | 105.3 | [8 empty] | As New Condition | NA
Top LH corner | SIN | SINW | L01 | A53-MMREAST | GSFM MMR EAST |  |  | CRAH-L01-03 | SCB138704 | Schneider Electric | HDCV2900A |  | 3_11_1 | HVAC | Computer Room Air Handling Units (CRAH) |  | 1 | kW | 105.3 | [8 empty] | As New Condition | NA
Top LH corner | SIN | SINW | L01 | A53-MMREAST | GSFM MMR EAST |  |  | CRAH-L01-04 | SCB138699 | Schneider Electric | HDCV2900A |  | 3_11_1 | HVAC | Computer Room Air Handling Units (CRAH) |  | 1 | kW | 105.3 | [8 empty] | As New Condition | NA
Top LH corner | SIN | SINW | L02 | B01-TSNORTH | TECHNICAL SUITE NORTH |  |  | CRAH-L02A-02 | SCB138798 | Schneider Electric | HDCV4100AS |  | 3_11_1 | HVAC | Computer Room Air Handling Units (CRAH) |  | 1 | kW | 127.6 | [8 empty] | As New Condition | NA
Top LH corner | SIN | SINW | L02 | B01-TSNORTH | TECHNICAL SUITE NORTH |  |  | CRAH-L02A-03 | SCB138889 | Schneider Electric | HDCV4100AS |  | 3_11_1 | HVAC | Computer Room Air Handling Units (CRAH) |  | 1 | kW | 127.6 | [8 empty] | As New Condition | NA
Top LH corner | SIN | SINW | L02 | B01-TSNORTH | TECHNICAL SUITE NORTH |  |  | CRAH-L02A-04 | SCB138795 | Schneider Electric | HDCV4100AS |  | 3_11_1 | HVAC | Computer Room Air Handling Units (CRAH) |  | 1 | kW | 127.6 | [8 empty] | As New Condition | NA
Top LH corner | SIN | SINW | L02 | B01-TSNORTH | TECHNICAL SUITE NORTH |  |  | CRAH-L02A-05 | SCB138791 | Schneider Electric | HDCV4100AS |  | 3_11_1 | HVAC | Computer Room Air Handling Units (CRAH) |  | 1 | kW | 127.6 | [8 empty] | As New Condition | NA
Top LH corner | SIN | SINW | L02 | B01-TSNORTH | TECHNICAL SUITE NORTH |  |  | CRAH-L02A-06 | SCB138751 | Schneider Electric | HDCV4100AS |  | 3_11_1 | HVAC | Computer Room Air Handling Units (CRAH) |  | 1 | kW | 127.6 | [8 empty] | As New Condition | NA
Top LH corner | SIN | SINW | L02 | B01-TSNORTH | TECHNICAL SUITE NORTH |  |  | CRAH-L02A-07 | SCB138809 | Schneider Electric | HDCV4100AS |  | 3_11_1 | HVAC | Computer Room Air Handling Units (CRAH) |  | 1 | kW | 127.6 | [8 empty] | As New Condition | NA
Top LH corner | SIN | SINW | L02 | B01-TSNORTH | TECHNICAL SUITE NORTH |  |  | CRAH-L02A-09 | SCB138839 | Schneider Electric | HDCV4100AS |  | 3_11_1 | HVAC | Computer Room Air Handling Units (CRAH) |  | 1 | kW | 127.6 | [8 empty] | As New Condition | NA
Top LH corner | SIN | SINW | L02 | B01-TSNORTH | TECHNICAL SUITE NORTH |  |  | CRAH-L02A-10 | SCB138835 | Schneider Electric | HDCV4100AS |  | 3_11_1 | HVAC | Computer Room Air Handling Units (CRAH) |  | 1 | kW | 127.6 | [8 empty] | As New Condition | NA
Top LH corner | SIN | SINW | L02 | B01-TSNORTH | TECHNICAL SUITE NORTH |  |  | CRAH-L02A-11 | SCB138768 | Schneider Electric | HDCV4100AS |  | 3_11_1 | HVAC | Computer Room Air Handling Units (CRAH) |  | 1 | kW | 127.6 | [8 empty] | As New Condition | NA
Top LH corner | SIN | SINW | L02 | B01-TSNORTH | TECHNICAL SUITE NORTH |  |  | CRAH-L02A-13 | SCB138766 | Schneider Electric | HDCV4100AS |  | 3_11_1 | HVAC | Computer Room Air Handling Units (CRAH) |  | 1 | kW | 127.6 | [8 empty] | As New Condition | NA
Top LH corner | SIN | SINW | L02 | B01-TSNORTH | TECHNICAL SUITE NORTH |  |  | CRAH-L02A-14 | SCB138696 | Schneider Electric | HDCV4100AS |  | 3_11_1 | HVAC | Computer Room Air Handling Units (CRAH) |  | 1 | kW | 127.6 | [8 empty] | As New Condition | NA
Top LH corner | SIN | SINW | L02 | B01-TSNORTH | TECHNICAL SUITE NORTH |  |  | CRAH-L02A-15 | SCB138790 | Schneider Electric | HDCV4100AS |  | 3_11_1 | HVAC | Computer Room Air Handling Units (CRAH) |  | 1 | kW | 127.6 | [8 empty] | As New Condition | NA
Top LH corner | SIN | SINW | L02 | B01-TSNORTH | TECHNICAL SUITE NORTH |  |  | CRAH-L02A-16 | SCB138761 | Schneider Electric | HDCV4100AS |  | 3_11_1 | HVAC | Computer Room Air Handling Units (CRAH) |  | 1 | kW | 127.6 | [8 empty] | As New Condition | NA
Top LH corner | SIN | SINW | L02 | B01-TSNORTH | TECHNICAL SUITE NORTH |  |  | CRAH-L02A-18 | SCB138847 | Schneider Electric | HDCV4100AS |  | 3_11_1 | HVAC | Computer Room Air Handling Units (CRAH) |  | 1 | kW | 127.6 | [8 empty] | As New Condition | NA
Top LH corner | SIN | SINW | L02 | B01-TSNORTH | TECHNICAL SUITE NORTH |  |  | CRAH-L02A-20 | SCB138845 | Schneider Electric | HDCV4100AS |  | 3_11_1 | HVAC | Computer Room Air Handling Units (CRAH) |  | 1 | kW | 127.6 | [8 empty] | As New Condition | NA
Top LH corner | SIN | SINW | L02 | B01-TSNORTH | TECHNICAL SUITE NORTH |  |  | CRAH-L02A-21 | SCB138765 | Schneider Electric | HDCV4100AS |  | 3_11_1 | HVAC | Computer Room Air Handling Units (CRAH) |  | 1 | kW | 127.6 | [8 empty] | As New Condition | NA
Top LH corner | SIN | SINW | L02 | B01-TSNORTH | TECHNICAL SUITE NORTH |  |  | CRAH-L02A-22 | SCB138689 | Schneider Electric | HDCV4100AS |  | 3_11_1 | HVAC | Computer Room Air Handling Units (CRAH) |  | 1 | kW | 127.6 | [8 empty] | As New Condition | NA
Top LH corner | SIN | SINW | L02 | B01-TSNORTH | TECHNICAL SUITE NORTH |  |  | CRAH-L02A-23 | SCB138830 | Schneider Electric | HDCV4100AS |  | 3_11_1 | HVAC | Computer Room Air Handling Units (CRAH) |  | 1 | kW | 127.6 | [8 empty] | As New Condition | NA
Top LH corner | SIN | SINW | L02 | B02-TSSOUTH | TECHNICAL SUITE SOUTH |  |  | CRAH-L02B-02 | SCB138764 | Schneider Electric | HDCV4100AS |  | 3_11_1 | HVAC | Computer Room Air Handling Units (CRAH) |  | 1 | kW | 127.6 | [8 empty] | As New Condition | NA
Top LH corner | SIN | SINW | L02 | B02-TSSOUTH | TECHNICAL SUITE SOUTH |  |  | CRAH-L02B-03 | SCB138692 | Schneider Electric | HDCV4100AS |  | 3_11_1 | HVAC | Computer Room Air Handling Units (CRAH) |  | 1 | kW | 127.6 | [8 empty] | As New Condition | NA
Top LH corner | SIN | SINW | L02 | B02-TSSOUTH | TECHNICAL SUITE SOUTH |  |  | CRAH-L02B-04 | SCB138693 | Schneider Electric | HDCV4100AS |  | 3_11_1 | HVAC | Computer Room Air Handling Units (CRAH) |  | 1 | kW | 127.6 | [8 empty] | As New Condition | NA
Top LH corner | SIN | SINW | L02 | B02-TSSOUTH | TECHNICAL SUITE SOUTH |  |  | CRAH-L02B-05 | SCB138808 | Schneider Electric | HDCV4100AS |  | 3_11_1 | HVAC | Computer Room Air Handling Units (CRAH) |  | 1 | kW | 127.6 | [8 empty] | As New Condition | NA
Top LH corner | SIN | SINW | L02 | B02-TSSOUTH | TECHNICAL SUITE SOUTH |  |  | CRAH-L02B-07 | SCB138800 | Schneider Electric | HDCV4100AS |  | 3_11_1 | HVAC | Computer Room Air Handling Units (CRAH) |  | 1 | kW | 127.6 | [8 empty] | As New Condition | NA
Top LH corner | SIN | SINW | L02 | B02-TSSOUTH | TECHNICAL SUITE SOUTH |  |  | CRAH-L02B-09 | SCB138690 | Schneider Electric | HDCV4100AS |  | 3_11_1 | HVAC | Computer Room Air Handling Units (CRAH) |  | 1 | kW | 127.6 | [8 empty] | As New Condition | NA
Top LH corner | SIN | SINW | L02 | B02-TSSOUTH | TECHNICAL SUITE SOUTH |  |  | CRAH-L02B-10 | SCB138694 | Schneider Electric | HDCV4100AS |  | 3_11_1 | HVAC | Computer Room Air Handling Units (CRAH) |  | 1 | kW | 127.6 | [8 empty] | As New Condition | NA
Top LH corner | SIN | SINW | L02 | B02-TSSOUTH | TECHNICAL SUITE SOUTH |  |  | CRAH-L02B-11 | SCB138755 | Schneider Electric | HDCV4100AS |  | 3_11_1 | HVAC | Computer Room Air Handling Units (CRAH) |  | 1 | kW | 127.6 | [8 empty] | As New Condition | NA
Top LH corner | SIN | SINW | L02 | B02-TSSOUTH | TECHNICAL SUITE SOUTH |  |  | CRAH-L02B-12 | SCB138695 | Schneider Electric | HDCV4100AS |  | 3_11_1 | HVAC | Computer Room Air Handling Units (CRAH) |  | 1 | kW | 127.6 | [8 empty] | As New Condition | NA
Top LH corner | SIN | SINW | L02 | B02-TSSOUTH | TECHNICAL SUITE SOUTH |  |  | CRAH-L02B-14 | SCB138679 | Schneider Electric | HDCV4100AS |  | 3_11_1 | HVAC | Computer Room Air Handling Units (CRAH) |  | 1 | kW | 127.6 | [8 empty] | As New Condition | NA
Top LH corner | SIN | SINW | L02 | B02-TSSOUTH | TECHNICAL SUITE SOUTH |  |  | CRAH-L02B-15 | SCB138752 | Schneider Electric | HDCV4100AS |  | 3_11_1 | HVAC | Computer Room Air Handling Units (CRAH) |  | 1 | kW | 127.6 | [8 empty] | As New Condition | NA
Top LH corner | SIN | SINW | L02 | B02-TSSOUTH | TECHNICAL SUITE SOUTH |  |  | CRAH-L02B-16 | SCB138888 | Schneider Electric | HDCV4100AS |  | 3_11_1 | HVAC | Computer Room Air Handling Units (CRAH) |  | 1 | kW | 127.6 | [8 empty] | As New Condition | NA
Top LH corner | SIN | SINW | L02 | B02-TSSOUTH | TECHNICAL SUITE SOUTH |  |  | CRAH-L02B-18 | SCB138691 | Schneider Electric | HDCV4100AS |  | 3_11_1 | HVAC | Computer Room Air Handling Units (CRAH) |  | 1 | kW | 127.6 | [8 empty] | As New Condition | NA
Top LH corner | SIN | SINW | L02 | B02-TSSOUTH | TECHNICAL SUITE SOUTH |  |  | CRAH-L02B-19 | SCB138753 | Schneider Electric | HDCV4100AS |  | 3_11_1 | HVAC | Computer Room Air Handling Units (CRAH) |  | 1 | kW | 127.6 | [8 empty] | As New Condition | NA
Top LH corner | SIN | SINW | L02 | B02-TSSOUTH | TECHNICAL SUITE SOUTH |  |  | CRAH-L02B-20 | SCB138697 | Schneider Electric | HDCV4100AS |  | 3_11_1 | HVAC | Computer Room Air Handling Units (CRAH) |  | 1 | kW | 127.6 | [8 empty] | As New Condition | NA
Top LH corner | SIN | SINW | L02 | B02-TSSOUTH | TECHNICAL SUITE SOUTH |  |  | CRAH-L02B-21 | SCB138803 | Schneider Electric | HDCV4100AS |  | 3_11_1 | HVAC | Computer Room Air Handling Units (CRAH) |  | 1 | kW | 127.6 | [8 empty] | As New Condition | NA
Top LH corner | SIN | SINW | L02 | B02-TSSOUTH | TECHNICAL SUITE SOUTH |  |  | CRAH-L02B-22 | SCB138757 | Schneider Electric | HDCV4100AS |  | 3_11_1 | HVAC | Computer Room Air Handling Units (CRAH) |  | 1 | kW | 127.6 | [8 empty] | As New Condition | NA
Top LH corner | SIN | SINW | L02 | B02-TSSOUTH | TECHNICAL SUITE SOUTH |  |  | CRAH-L02B-23 | SCB138804 | Schneider Electric | HDCV4100AS |  | 3_11_1 | HVAC | Computer Room Air Handling Units (CRAH) |  | 1 | kW | 127.6 | [8 empty] | As New Condition | NA
Top LH corner | SIN | SINW | L03 | C01-TSNORTH | TECHNICAL SUITE NORTH |  |  | CRAH-L03A-02 | SCB138806 | Schneider Electric | HDCV4100AS |  | 3_11_1 | HVAC | Computer Room Air Handling Units (CRAH) |  | 1 | kW | 127.6 | [8 empty] | As New Condition | NA
Top LH corner | SIN | SINW | L03 | C01-TSNORTH | TECHNICAL SUITE NORTH |  |  | CRAH-L03A-03 | SCB138799 | Schneider Electric | HDCV4100AS |  | 3_11_1 | HVAC | Computer Room Air Handling Units (CRAH) |  | 1 | kW | 127.6 | [8 empty] | As New Condition | NA
Top LH corner | SIN | SINW | L03 | C01-TSNORTH | TECHNICAL SUITE NORTH |  |  | CRAH-L03A-04 | SCB138807 | Schneider Electric | HDCV4100AS |  | 3_11_1 | HVAC | Computer Room Air Handling Units (CRAH) |  | 1 | kW | 127.6 | [8 empty] | As New Condition | NA
Top LH corner | SIN | SINW | L03 | C01-TSNORTH | TECHNICAL SUITE NORTH |  |  | CRAH-L03A-05 | SCB138832 | Schneider Electric | HDCV4100AS |  | 3_11_1 | HVAC | Computer Room Air Handling Units (CRAH) |  | 1 | kW | 127.6 | [8 empty] | As New Condition | NA
Top LH corner | SIN | SINW | L03 | C01-TSNORTH | TECHNICAL SUITE NORTH |  |  | CRAH-L03A-06 | SCB138837 | Schneider Electric | HDCV4100AS |  | 3_11_1 | HVAC | Computer Room Air Handling Units (CRAH) |  | 1 | kW | 127.6 | [8 empty] | As New Condition | NA
Top LH corner | SIN | SINW | L03 | C01-TSNORTH | TECHNICAL SUITE NORTH |  |  | CRAH-L03A-07 | SCB138801 | Schneider Electric | HDCV4100AS |  | 3_11_1 | HVAC | Computer Room Air Handling Units (CRAH) |  | 1 | kW | 127.6 | [8 empty] | As New Condition | NA
Top LH corner | SIN | SINW | L03 | C01-TSNORTH | TECHNICAL SUITE NORTH |  |  | CRAH-L03A-09 | SCB138838 | Schneider Electric | HDCV4100AS |  | 3_11_1 | HVAC | Computer Room Air Handling Units (CRAH) |  | 1 | kW | 127.6 | [8 empty] | As New Condition | NA
Top LH corner | SIN | SINW | L03 | C01-TSNORTH | TECHNICAL SUITE NORTH |  |  | CRAH-L03A-10 | SCB138796 | Schneider Electric | HDCV4100AS |  | 3_11_1 | HVAC | Computer Room Air Handling Units (CRAH) |  | 1 | kW | 127.6 | [8 empty] | As New Condition | NA
Top LH corner | SIN | SINW | L03 | C01-TSNORTH | TECHNICAL SUITE NORTH |  |  | CRAH-L03A-11 | SCB138844 | Schneider Electric | HDCV4100AS |  | 3_11_1 | HVAC | Computer Room Air Handling Units (CRAH) |  | 1 | kW | 127.6 | [8 empty] | As New Condition | NA
Top LH corner | SIN | SINW | L03 | C01-TSNORTH | TECHNICAL SUITE NORTH |  |  | CRAH-L03A-13 | SCB138842 | Schneider Electric | HDCV4100AS |  | 3_11_1 | HVAC | Computer Room Air Handling Units (CRAH) |  | 1 | kW | 127.6 | [8 empty] | As New Condition | NA
Top LH corner | SIN | SINW | L03 | C01-TSNORTH | TECHNICAL SUITE NORTH |  |  | CRAH-L03A-14 | SCB138833 | Schneider Electric | HDCV4100AS |  | 3_11_1 | HVAC | Computer Room Air Handling Units (CRAH) |  | 1 | kW | 127.6 | [8 empty] | As New Condition | NA
Top LH corner | SIN | SINW | L03 | C01-TSNORTH | TECHNICAL SUITE NORTH |  |  | CRAH-L03A-15 | SCB138841 | Schneider Electric | HDCV4100AS |  | 3_11_1 | HVAC | Computer Room Air Handling Units (CRAH) |  | 1 | kW | 127.6 | [8 empty] | As New Condition | NA
Top LH corner | SIN | SINW | L03 | C01-TSNORTH | TECHNICAL SUITE NORTH |  |  | CRAH-L03A-16 | SCB138831 | Schneider Electric | HDCV4100AS |  | 3_11_1 | HVAC | Computer Room Air Handling Units (CRAH) |  | 1 | kW | 127.6 | [8 empty] | As New Condition | NA
Top LH corner | SIN | SINW | L03 | C01-TSNORTH | TECHNICAL SUITE NORTH |  |  | CRAH-L03A-18 | SCB138805 | Schneider Electric | HDCV4100AS |  | 3_11_1 | HVAC | Computer Room Air Handling Units (CRAH) |  | 1 | kW | 127.6 | [8 empty] | As New Condition | NA
Top LH corner | SIN | SINW | L03 | C01-TSNORTH | TECHNICAL SUITE NORTH |  |  | CRAH-L03A-20 | SCB138836 | Schneider Electric | HDCV4100AS |  | 3_11_1 | HVAC | Computer Room Air Handling Units (CRAH) |  | 1 | kW | 127.6 | [8 empty] | As New Condition | NA
Top LH corner | SIN | SINW | L03 | C01-TSNORTH | TECHNICAL SUITE NORTH |  |  | CRAH-L03A-21 | SCB138846 | Schneider Electric | HDCV4100AS |  | 3_11_1 | HVAC | Computer Room Air Handling Units (CRAH) |  | 1 | kW | 127.6 | [8 empty] | As New Condition | NA
Top LH corner | SIN | SINW | L03 | C01-TSNORTH | TECHNICAL SUITE NORTH |  |  | CRAH-L03A-22 | SCB138849 | Schneider Electric | HDCV4100AS |  | 3_11_1 | HVAC | Computer Room Air Handling Units (CRAH) |  | 1 | kW | 127.6 | [8 empty] | As New Condition | NA
Top LH corner | SIN | SINW | L03 | C01-TSNORTH | TECHNICAL SUITE NORTH |  |  | CRAH-L03A-23 | SCB138840 | Schneider Electric | HDCV4100AS |  | 3_11_1 | HVAC | Computer Room Air Handling Units (CRAH) |  | 1 | kW | 127.6 | [8 empty] | As New Condition | NA
Top LH corner | SIN | SINW | L03 | C02-TSSOUTH | TECHNICAL SUITE SOUTH |  |  | CRAH-L03B-02 | SCC141959 | Schneider Electric | HDCV4100AS |  | 3_11_1 | HVAC | Computer Room Air Handling Units (CRAH) |  | 1 | kW | 127.6 | [8 empty] | As New Condition | NA
Top LH corner | SIN | SINW | L03 | C02-TSSOUTH | TECHNICAL SUITE SOUTH |  |  | CRAH-L03B-03 | SCC141957 | Schneider Electric | HDCV4100AS |  | 3_11_1 | HVAC | Computer Room Air Handling Units (CRAH) |  | 1 | kW | 127.6 | [8 empty] | As New Condition | NA
Top LH corner | SIN | SINW | L03 | C02-TSSOUTH | TECHNICAL SUITE SOUTH |  |  | CRAH-L03B-04 | SCC141885 | Schneider Electric | HDCV4100AS |  | 3_11_1 | HVAC | Computer Room Air Handling Units (CRAH) |  | 1 | kW | 127.6 | [8 empty] | As New Condition | NA
Top LH corner | SIN | SINW | L03 | C02-TSSOUTH | TECHNICAL SUITE SOUTH |  |  | CRAH-L03B-05 | SCC141951 | Schneider Electric | HDCV4100AS |  | 3_11_1 | HVAC | Computer Room Air Handling Units (CRAH) |  | 1 | kW | 127.6 | [8 empty] | As New Condition | NA
Top LH corner | SIN | SINW | L03 | C02-TSSOUTH | TECHNICAL SUITE SOUTH |  |  | CRAH-L03B-07 | SCC141962 | Schneider Electric | HDCV4100AS |  | 3_11_1 | HVAC | Computer Room Air Handling Units (CRAH) |  | 1 | kW | 127.6 | [8 empty] | As New Condition | NA
Top LH corner | SIN | SINW | L03 | C02-TSSOUTH | TECHNICAL SUITE SOUTH |  |  | CRAH-L03B-09 | SCC141949 | Schneider Electric | HDCV4100AS |  | 3_11_1 | HVAC | Computer Room Air Handling Units (CRAH) |  | 1 | kW | 127.6 | [8 empty] | As New Condition | NA
Top LH corner | SIN | SINW | L03 | C02-TSSOUTH | TECHNICAL SUITE SOUTH |  |  | CRAH-L03B-10 | SCC141948 | Schneider Electric | HDCV4100AS |  | 3_11_1 | HVAC | Computer Room Air Handling Units (CRAH) |  | 1 | kW | 127.6 | [8 empty] | As New Condition | NA
Top LH corner | SIN | SINW | L03 | C02-TSSOUTH | TECHNICAL SUITE SOUTH |  |  | CRAH-L03B-11 | SCC141964 | Schneider Electric | HDCV4100AS |  | 3_11_1 | HVAC | Computer Room Air Handling Units (CRAH) |  | 1 | kW | 127.6 | [8 empty] | As New Condition | NA
Top LH corner | SIN | SINW | L03 | C02-TSSOUTH | TECHNICAL SUITE SOUTH |  |  | CRAH-L03B-12 | SCC141774 | Schneider Electric | HDCV4100AS |  | 3_11_1 | HVAC | Computer Room Air Handling Units (CRAH) |  | 1 | kW | 127.6 | [8 empty] | As New Condition | NA
Top LH corner | SIN | SINW | L03 | C02-TSSOUTH | TECHNICAL SUITE SOUTH |  |  | CRAH-L03B-14 | SCB138792 | Schneider Electric | HDCV4100AS |  | 3_11_1 | HVAC | Computer Room Air Handling Units (CRAH) |  | 1 | kW | 127.6 | [8 empty] | As New Condition | NA
Top LH corner | SIN | SINW | L03 | C02-TSSOUTH | TECHNICAL SUITE SOUTH |  |  | CRAH-L03B-15 | SCC141765 | Schneider Electric | HDCV4100AS |  | 3_11_1 | HVAC | Computer Room Air Handling Units (CRAH) |  | 1 | kW | 127.6 | [8 empty] | As New Condition | NA
Top LH corner | SIN | SINW | L03 | C02-TSSOUTH | TECHNICAL SUITE SOUTH |  |  | CRAH-L03B-16 | SCC141764 | Schneider Electric | HDCV4100AS |  | 3_11_1 | HVAC | Computer Room Air Handling Units (CRAH) |  | 1 | kW | 127.6 | [8 empty] | As New Condition | NA
Top LH corner | SIN | SINW | L03 | C02-TSSOUTH | TECHNICAL SUITE SOUTH |  |  | CRAH-L03B-18 | SCC141773 | Schneider Electric | HDCV4100AS |  | 3_11_1 | HVAC | Computer Room Air Handling Units (CRAH) |  | 1 | kW | 127.6 | [8 empty] | As New Condition | NA
Top LH corner | SIN | SINW | L03 | C02-TSSOUTH | TECHNICAL SUITE SOUTH |  |  | CRAH-L03B-19 | SCC141771 | Schneider Electric | HDCV4100AS |  | 3_11_1 | HVAC | Computer Room Air Handling Units (CRAH) |  | 1 | kW | 127.6 | [8 empty] | As New Condition | NA
Top LH corner | SIN | SINW | L03 | C02-TSSOUTH | TECHNICAL SUITE SOUTH |  |  | CRAH-L03B-20 | SCB138758 | Schneider Electric | HDCV4100AS |  | 3_11_1 | HVAC | Computer Room Air Handling Units (CRAH) |  | 1 | kW | 127.6 | [8 empty] | As New Condition | NA
Top LH corner | SIN | SINW | L03 | C02-TSSOUTH | TECHNICAL SUITE SOUTH |  |  | CRAH-L03B-21 | SCC141759 | Schneider Electric | HDCV4100AS |  | 3_11_1 | HVAC | Computer Room Air Handling Units (CRAH) |  | 1 | kW | 127.6 | [8 empty] | As New Condition | NA
Top LH corner | SIN | SINW | L03 | C02-TSSOUTH | TECHNICAL SUITE SOUTH |  |  | CRAH-L03B-22 | SCC141772 | Schneider Electric | HDCV4100AS |  | 3_11_1 | HVAC | Computer Room Air Handling Units (CRAH) |  | 1 | kW | 127.6 | [8 empty] | As New Condition | NA
Top LH corner | SIN | SINW | L03 | C02-TSSOUTH | TECHNICAL SUITE SOUTH |  |  | CRAH-L03B-23 | SCC141769 | Schneider Electric | HDCV4100AS |  | 3_11_1 | HVAC | Computer Room Air Handling Units (CRAH) |  | 1 | kW | 127.6 | [8 empty] | As New Condition | NA
Top LH corner | SIN | SINW | L04 | D01-TSNORTH | TECHNICAL SUITE NORTH |  |  | CRAH-L04A-02 | SCC141776 | Schneider Electric | HDCV4100AS |  | 3_11_1 | HVAC | Computer Room Air Handling Units (CRAH) |  | 1 | kW | 127.6 | [8 empty] | As New Condition | NA
Top LH corner | SIN | SINW | L04 | D01-TSNORTH | TECHNICAL SUITE NORTH |  |  | CRAH-L04A-03 | SCC141761 | Schneider Electric | HDCV4100AS |  | 3_11_1 | HVAC | Computer Room Air Handling Units (CRAH) |  | 1 | kW | 127.6 | [8 empty] | As New Condition | NA
Top LH corner | SIN | SINW | L04 | D01-TSNORTH | TECHNICAL SUITE NORTH |  |  | CRAH-L04A-04 | SCC141760 | Schneider Electric | HDCV4100AS |  | 3_11_1 | HVAC | Computer Room Air Handling Units (CRAH) |  | 1 | kW | 127.6 | [8 empty] | As New Condition | NA
Top LH corner | SIN | SINW | L04 | D01-TSNORTH | TECHNICAL SUITE NORTH |  |  | CRAH-L04A-05 | SCC141763 | Schneider Electric | HDCV4100AS |  | 3_11_1 | HVAC | Computer Room Air Handling Units (CRAH) |  | 1 | kW | 127.6 | [8 empty] | As New Condition | NA
Top LH corner | SIN | SINW | L04 | D01-TSNORTH | TECHNICAL SUITE NORTH |  |  | CRAH-L04A-06 | SCC141758 | Schneider Electric | HDCV4100AS |  | 3_11_1 | HVAC | Computer Room Air Handling Units (CRAH) |  | 1 | kW | 127.6 | [8 empty] | As New Condition | NA
Top LH corner | SIN | SINW | L04 | D01-TSNORTH | TECHNICAL SUITE NORTH |  |  | CRAH-L04A-07 | SCC141768 | Schneider Electric | HDCV4100AS |  | 3_11_1 | HVAC | Computer Room Air Handling Units (CRAH) |  | 1 | kW | 127.6 | [8 empty] | As New Condition | NA
Top LH corner | SIN | SINW | L04 | D01-TSNORTH | TECHNICAL SUITE NORTH |  |  | CRAH-L04A-09 | SCC141766 | Schneider Electric | HDCV4100AS |  | 3_11_1 | HVAC | Computer Room Air Handling Units (CRAH) |  | 1 | kW | 127.6 | [8 empty] | As New Condition | NA
Top LH corner | SIN | SINW | L04 | D01-TSNORTH | TECHNICAL SUITE NORTH |  |  | CRAH-L04A-10 | SCC141767 | Schneider Electric | HDCV4100AS |  | 3_11_1 | HVAC | Computer Room Air Handling Units (CRAH) |  | 1 | kW | 127.6 | [8 empty] | As New Condition | NA
Top LH corner | SIN | SINW | L04 | D01-TSNORTH | TECHNICAL SUITE NORTH |  |  | CRAH-L04A-11 | SCC141770 | Schneider Electric | HDCV4100AS |  | 3_11_1 | HVAC | Computer Room Air Handling Units (CRAH) |  | 1 | kW | 127.6 | [8 empty] | As New Condition | NA
Top LH corner | SIN | SINW | L04 | D01-TSNORTH | TECHNICAL SUITE NORTH |  |  | CRAH-L04A-13 | SCC141775 | Schneider Electric | HDCV4100AS |  | 3_11_1 | HVAC | Computer Room Air Handling Units (CRAH) |  | 1 | kW | 127.6 | [8 empty] | As New Condition | NA
Top LH corner | SIN | SINW | L04 | D01-TSNORTH | TECHNICAL SUITE NORTH |  |  | CRAH-L04A-14 | SCC141920 | Schneider Electric | HDCV4100AS |  | 3_11_1 | HVAC | Computer Room Air Handling Units (CRAH) |  | 1 | kW | 127.6 | [8 empty] | As New Condition | NA
Top LH corner | SIN | SINW | L04 | D01-TSNORTH | TECHNICAL SUITE NORTH |  |  | CRAH-L04A-15 | SCC141918 | Schneider Electric | HDCV4100AS |  | 3_11_1 | HVAC | Computer Room Air Handling Units (CRAH) |  | 1 | kW | 127.6 | [8 empty] | As New Condition | NA
Top LH corner | SIN | SINW | L04 | D01-TSNORTH | TECHNICAL SUITE NORTH |  |  | CRAH-L04A-16 | SCC141825 | Schneider Electric | HDCV4100AS |  | 3_11_1 | HVAC | Computer Room Air Handling Units (CRAH) |  | 1 | kW | 127.6 | [8 empty] | As New Condition | NA
Top LH corner | SIN | SINW | L04 | D01-TSNORTH | TECHNICAL SUITE NORTH |  |  | CRAH-L04A-18 | SCC141924 | Schneider Electric | HDCV4100AS |  | 3_11_1 | HVAC | Computer Room Air Handling Units (CRAH) |  | 1 | kW | 127.6 | [8 empty] | As New Condition | NA
Top LH corner | SIN | SINW | L04 | D01-TSNORTH | TECHNICAL SUITE NORTH |  |  | CRAH-L04A-20 | SCC141919 | Schneider Electric | HDCV4100AS |  | 3_11_1 | HVAC | Computer Room Air Handling Units (CRAH) |  | 1 | kW | 127.6 | [8 empty] | As New Condition | NA
Top LH corner | SIN | SINW | L04 | D01-TSNORTH | TECHNICAL SUITE NORTH |  |  | CRAH-L04A-21 | SCC141917 | Schneider Electric | HDCV4100AS |  | 3_11_1 | HVAC | Computer Room Air Handling Units (CRAH) |  | 1 | kW | 127.6 | [8 empty] | As New Condition | NA
Top LH corner | SIN | SINW | L04 | D01-TSNORTH | TECHNICAL SUITE NORTH |  |  | CRAH-L04A-22 | SCC141916 | Schneider Electric | HDCV4100AS |  | 3_11_1 | HVAC | Computer Room Air Handling Units (CRAH) |  | 1 | kW | 127.6 | [8 empty] | As New Condition | NA
Top LH corner | SIN | SINW | L04 | D01-TSNORTH | TECHNICAL SUITE NORTH |  |  | CRAH-L04A-23 | SCC141762 | Schneider Electric | HDCV4100AS |  | 3_11_1 | HVAC | Computer Room Air Handling Units (CRAH) |  | 1 | kW | 127.6 | [8 empty] | As New Condition | NA
Top LH corner | SIN | SINW | L04 | D02-TSSOUTH | TECHNICAL SUITE SOUTH |  |  | CRAH-L04B-02 | SCC141961 | Schneider Electric | HDCV4100AS |  | 3_11_1 | HVAC | Computer Room Air Handling Units (CRAH) |  | 1 | kW | 127.6 | [8 empty] | As New Condition | NA
Top LH corner | SIN | SINW | L04 | D02-TSSOUTH | TECHNICAL SUITE SOUTH |  |  | CRAH-L04B-03 | SCC141952 | Schneider Electric | HDCV4100AS |  | 3_11_1 | HVAC | Computer Room Air Handling Units (CRAH) |  | 1 | kW | 127.6 | [8 empty] | As New Condition | NA
Top LH corner | SIN | SINW | L04 | D02-TSSOUTH | TECHNICAL SUITE SOUTH |  |  | CRAH-L04B-04 | SCC141947 | Schneider Electric | HDCV4100AS |  | 3_11_1 | HVAC | Computer Room Air Handling Units (CRAH) |  | 1 | kW | 127.6 | [8 empty] | As New Condition | NA
Top LH corner | SIN | SINW | L04 | D02-TSSOUTH | TECHNICAL SUITE SOUTH |  |  | CRAH-L04B-05 | SCC141754 | Schneider Electric | HDCV4100AS |  | 3_11_1 | HVAC | Computer Room Air Handling Units (CRAH) |  | 1 | kW | 127.6 | [8 empty] | As New Condition | NA
Top LH corner | SIN | SINW | L04 | D02-TSSOUTH | TECHNICAL SUITE SOUTH |  |  | CRAH-L04B-07 | SCC141960 | Schneider Electric | HDCV4100AS |  | 3_11_1 | HVAC | Computer Room Air Handling Units (CRAH) |  | 1 | kW | 127.6 | [8 empty] | As New Condition | NA
Top LH corner | SIN | SINW | L04 | D02-TSSOUTH | TECHNICAL SUITE SOUTH |  |  | CRAH-L04B-09 | SCC141882 | Schneider Electric | HDCV4100AS |  | 3_11_1 | HVAC | Computer Room Air Handling Units (CRAH) |  | 1 | kW | 127.6 | [8 empty] | As New Condition | NA
Top LH corner | SIN | SINW | L04 | D02-TSSOUTH | TECHNICAL SUITE SOUTH |  |  | CRAH-L04B-10 | SCC141945 | Schneider Electric | HDCV4100AS |  | 3_11_1 | HVAC | Computer Room Air Handling Units (CRAH) |  | 1 | kW | 127.6 | [8 empty] | As New Condition | NA
Top LH corner | SIN | SINW | L04 | D02-TSSOUTH | TECHNICAL SUITE SOUTH |  |  | CRAH-L04B-11 | SCC141880 | Schneider Electric | HDCV4100AS |  | 3_11_1 | HVAC | Computer Room Air Handling Units (CRAH) |  | 1 | kW | 127.6 | [8 empty] | As New Condition | NA
Top LH corner | SIN | SINW | L04 | D02-TSSOUTH | TECHNICAL SUITE SOUTH |  |  | CRAH-L04B-12 | SCC141953 | Schneider Electric | HDCV4100AS |  | 3_11_1 | HVAC | Computer Room Air Handling Units (CRAH) |  | 1 | kW | 127.6 | [8 empty] | As New Condition | NA
Top LH corner | SIN | SINW | L04 | D02-TSSOUTH | TECHNICAL SUITE SOUTH |  |  | CRAH-L04B-14 | SCC141915 | Schneider Electric | HDCV4100AS |  | 3_11_1 | HVAC | Computer Room Air Handling Units (CRAH) |  | 1 | kW | 127.6 | [8 empty] | As New Condition | NA
Top LH corner | SIN | SINW | L04 | D02-TSSOUTH | TECHNICAL SUITE SOUTH |  |  | CRAH-L04B-15 | SCC141827 | Schneider Electric | HDCV4100AS |  | 3_11_1 | HVAC | Computer Room Air Handling Units (CRAH) |  | 1 | kW | 127.6 | [8 empty] | As New Condition | NA
Top LH corner | SIN | SINW | L04 | D02-TSSOUTH | TECHNICAL SUITE SOUTH |  |  | CRAH-L04B-16 | SCC141923 | Schneider Electric | HDCV4100AS |  | 3_11_1 | HVAC | Computer Room Air Handling Units (CRAH) |  | 1 | kW | 127.6 | [8 empty] | As New Condition | NA
Top LH corner | SIN | SINW | L04 | D02-TSSOUTH | TECHNICAL SUITE SOUTH |  |  | CRAH-L04B-18 | SCC141809 | Schneider Electric | HDCV4100AS |  | 3_11_1 | HVAC | Computer Room Air Handling Units (CRAH) |  | 1 | kW | 127.6 | [8 empty] | As New Condition | NA
Top LH corner | SIN | SINW | L04 | D02-TSSOUTH | TECHNICAL SUITE SOUTH |  |  | CRAH-L04B-19 | SCC141757 | Schneider Electric | HDCV4100AS |  | 3_11_1 | HVAC | Computer Room Air Handling Units (CRAH) |  | 1 | kW | 127.6 | [8 empty] | As New Condition | NA
Top LH corner | SIN | SINW | L04 | D02-TSSOUTH | TECHNICAL SUITE SOUTH |  |  | CRAH-L04B-20 | SCC141873 | Schneider Electric | HDCV4100AS |  | 3_11_1 | HVAC | Computer Room Air Handling Units (CRAH) |  | 1 | kW | 127.6 | [8 empty] | As New Condition | NA
Top LH corner | SIN | SINW | L04 | D02-TSSOUTH | TECHNICAL SUITE SOUTH |  |  | CRAH-L04B-21 | SCC141922 | Schneider Electric | HDCV4100AS |  | 3_11_1 | HVAC | Computer Room Air Handling Units (CRAH) |  | 1 | kW | 127.6 | [8 empty] | As New Condition | NA
Top LH corner | SIN | SINW | L04 | D02-TSSOUTH | TECHNICAL SUITE SOUTH |  |  | CRAH-L04B-22 | SCC141921 | Schneider Electric | HDCV4100AS |  | 3_11_1 | HVAC | Computer Room Air Handling Units (CRAH) |  | 1 | kW | 127.6 | [8 empty] | As New Condition | NA
Top LH corner | SIN | SINW | L04 | D02-TSSOUTH | TECHNICAL SUITE SOUTH |  |  | CRAH-L04B-23 | SCC141826 | Schneider Electric | HDCV4100AS |  | 3_11_1 | HVAC | Computer Room Air Handling Units (CRAH) |  | 1 | kW | 127.6 | [8 empty] | As New Condition | NA
Top LH corner | SIN | SINW | L05 | E01-TSNORTH | TECHNICAL SUITE NORTH |  |  | CRAH-L05A-02 | SCC141818 | Schneider Electric | HDCV4100AS |  | 3_11_1 | HVAC | Computer Room Air Handling Units (CRAH) |  | 1 | kW | 127.6 | [8 empty] | As New Condition | NA
Top LH corner | SIN | SINW | L05 | E01-TSNORTH | TECHNICAL SUITE NORTH |  |  | CRAH-L05A-03 | SCC141819 | Schneider Electric | HDCV4100AS |  | 3_11_1 | HVAC | Computer Room Air Handling Units (CRAH) |  | 1 | kW | 127.6 | [8 empty] | As New Condition | NA
Top LH corner | SIN | SINW | L05 | E01-TSNORTH | TECHNICAL SUITE NORTH |  |  | CRAH-L05A-04 | SCC141889 | Schneider Electric | HDCV4100AS |  | 3_11_1 | HVAC | Computer Room Air Handling Units (CRAH) |  | 1 | kW | 127.6 | [8 empty] | As New Condition | NA
Top LH corner | SIN | SINW | L05 | E01-TSNORTH | TECHNICAL SUITE NORTH |  |  | CRAH-L05A-05 | SCC141956 | Schneider Electric | HDCV4100AS |  | 3_11_1 | HVAC | Computer Room Air Handling Units (CRAH) |  | 1 | kW | 127.6 | [8 empty] | As New Condition | NA
Top LH corner | SIN | SINW | L05 | E01-TSNORTH | TECHNICAL SUITE NORTH |  |  | CRAH-L05A-06 | SCC141884 | Schneider Electric | HDCV4100AS |  | 3_11_1 | HVAC | Computer Room Air Handling Units (CRAH) |  | 1 | kW | 127.6 | [8 empty] | As New Condition | NA
Top LH corner | SIN | SINW | L05 | E01-TSNORTH | TECHNICAL SUITE NORTH |  |  | CRAH-L05A-07 | SCC141890 | Schneider Electric | HDCV4100AS |  | 3_11_1 | HVAC | Computer Room Air Handling Units (CRAH) |  | 1 | kW | 127.6 | [8 empty] | As New Condition | NA
Top LH corner | SIN | SINW | L05 | E01-TSNORTH | TECHNICAL SUITE NORTH |  |  | CRAH-L05A-09 | SCC141813 | Schneider Electric | HDCV4100AS |  | 3_11_1 | HVAC | Computer Room Air Handling Units (CRAH) |  | 1 | kW | 127.6 | [8 empty] | As New Condition | NA
Top LH corner | SIN | SINW | L05 | E01-TSNORTH | TECHNICAL SUITE NORTH |  |  | CRAH-L05A-10 | SCC141816 | Schneider Electric | HDCV4100AS |  | 3_11_1 | HVAC | Computer Room Air Handling Units (CRAH) |  | 1 | kW | 127.6 | [8 empty] | As New Condition | NA
Top LH corner | SIN | SINW | L05 | E01-TSNORTH | TECHNICAL SUITE NORTH |  |  | CRAH-L05A-11 | SCC141810 | Schneider Electric | HDCV4100AS |  | 3_11_1 | HVAC | Computer Room Air Handling Units (CRAH) |  | 1 | kW | 127.6 | [8 empty] | As New Condition | NA
Top LH corner | SIN | SINW | L05 | E01-TSNORTH | TECHNICAL SUITE NORTH |  |  | CRAH-L05A-13 | SCC141811 | Schneider Electric | HDCV4100AS |  | 3_11_1 | HVAC | Computer Room Air Handling Units (CRAH) |  | 1 | kW | 127.6 | [8 empty] | As New Condition | NA
Top LH corner | SIN | SINW | L05 | E01-TSNORTH | TECHNICAL SUITE NORTH |  |  | CRAH-L05A-14 | SCB138872 | Schneider Electric | HDCV4100AS |  | 3_11_1 | HVAC | Computer Room Air Handling Units (CRAH) |  | 1 | kW | 127.6 | [8 empty] | As New Condition | NA
Top LH corner | SIN | SINW | L05 | E01-TSNORTH | TECHNICAL SUITE NORTH |  |  | CRAH-L05A-15 | SCB138873 | Schneider Electric | HDCV4100AS |  | 3_11_1 | HVAC | Computer Room Air Handling Units (CRAH) |  | 1 | kW | 127.6 | [8 empty] | As New Condition | NA
Top LH corner | SIN | SINW | L05 | E01-TSNORTH | TECHNICAL SUITE NORTH |  |  | CRAH-L05A-16 | SCB138794 | Schneider Electric | HDCV4100AS |  | 3_11_1 | HVAC | Computer Room Air Handling Units (CRAH) |  | 1 | kW | 127.6 | [8 empty] | As New Condition | NA
Top LH corner | SIN | SINW | L05 | E01-TSNORTH | TECHNICAL SUITE NORTH |  |  | CRAH-L05A-18 | SCB138879 | Schneider Electric | HDCV4100AS |  | 3_11_1 | HVAC | Computer Room Air Handling Units (CRAH) |  | 1 | kW | 127.6 | [8 empty] | As New Condition | NA
Top LH corner | SIN | SINW | L05 | E01-TSNORTH | TECHNICAL SUITE NORTH |  |  | CRAH-L05A-20 | SCB138882 | Schneider Electric | HDCV4100AS |  | 3_11_1 | HVAC | Computer Room Air Handling Units (CRAH) |  | 1 | kW | 127.6 | [8 empty] | As New Condition | NA
Top LH corner | SIN | SINW | L05 | E01-TSNORTH | TECHNICAL SUITE NORTH |  |  | CRAH-L05A-21 | SCB138877 | Schneider Electric | HDCV4100AS |  | 3_11_1 | HVAC | Computer Room Air Handling Units (CRAH) |  | 1 | kW | 127.6 | [8 empty] | As New Condition | NA
Top LH corner | SIN | SINW | L05 | E01-TSNORTH | TECHNICAL SUITE NORTH |  |  | CRAH-L05A-22 | SCB138881 | Schneider Electric | HDCV4100AS |  | 3_11_1 | HVAC | Computer Room Air Handling Units (CRAH) |  | 1 | kW | 127.6 | [8 empty] | As New Condition | NA
Top LH corner | SIN | SINW | L05 | E01-TSNORTH | TECHNICAL SUITE NORTH |  |  | CRAH-L05A-23 | SCB138884 | Schneider Electric | HDCV4100AS |  | 3_11_1 | HVAC | Computer Room Air Handling Units (CRAH) |  | 1 | kW | 127.6 | [8 empty] | As New Condition | NA
Top LH corner | SIN | SINW | L05 | E02-TSSOUTH | TECHNICAL SUITE SOUTH |  |  | CRAH-L05B-02 | SCC141958 | Schneider Electric | HDCV4100AS |  | 3_11_1 | HVAC | Computer Room Air Handling Units (CRAH) |  | 1 | kW | 127.6 | [8 empty] | As New Condition | NA
Top LH corner | SIN | SINW | L05 | E02-TSSOUTH | TECHNICAL SUITE SOUTH |  |  | CRAH-L05B-03 | SCC141881 | Schneider Electric | HDCV4100AS |  | 3_11_1 | HVAC | Computer Room Air Handling Units (CRAH) |  | 1 | kW | 127.6 | [8 empty] | As New Condition | NA
Top LH corner | SIN | SINW | L05 | E02-TSSOUTH | TECHNICAL SUITE SOUTH |  |  | CRAH-L05B-04 | SCC141817 | Schneider Electric | HDCV4100AS |  | 3_11_1 | HVAC | Computer Room Air Handling Units (CRAH) |  | 1 | kW | 127.6 | [8 empty] | As New Condition | NA
Top LH corner | SIN | SINW | L05 | E02-TSSOUTH | TECHNICAL SUITE SOUTH |  |  | CRAH-L05B-05 | SCC141879 | Schneider Electric | HDCV4100AS |  | 3_11_1 | HVAC | Computer Room Air Handling Units (CRAH) |  | 1 | kW | 127.6 | [8 empty] | As New Condition | NA
Top LH corner | SIN | SINW | L05 | E02-TSSOUTH | TECHNICAL SUITE SOUTH |  |  | CRAH-L05B-07 | SCC141886 | Schneider Electric | HDCV4100AS |  | 3_11_1 | HVAC | Computer Room Air Handling Units (CRAH) |  | 1 | kW | 127.6 | [8 empty] | As New Condition | NA
Top LH corner | SIN | SINW | L05 | E02-TSSOUTH | TECHNICAL SUITE SOUTH |  |  | CRAH-L05B-09 | SCC141946 | Schneider Electric | HDCV4100AS |  | 3_11_1 | HVAC | Computer Room Air Handling Units (CRAH) |  | 1 | kW | 127.6 | [8 empty] | As New Condition | NA
Top LH corner | SIN | SINW | L05 | E02-TSSOUTH | TECHNICAL SUITE SOUTH |  |  | CRAH-L05B-10 | SCC141821 | Schneider Electric | HDCV4100AS |  | 3_11_1 | HVAC | Computer Room Air Handling Units (CRAH) |  | 1 | kW | 127.6 | [8 empty] | As New Condition | NA
Top LH corner | SIN | SINW | L05 | E02-TSSOUTH | TECHNICAL SUITE SOUTH |  |  | CRAH-L05B-11 | SCC141954 | Schneider Electric | HDCV4100AS |  | 3_11_1 | HVAC | Computer Room Air Handling Units (CRAH) |  | 1 | kW | 127.6 | [8 empty] | As New Condition | NA
Top LH corner | SIN | SINW | L05 | E02-TSSOUTH | TECHNICAL SUITE SOUTH |  |  | CRAH-L05B-12 | SCC141828 | Schneider Electric | HDCV4100AS |  | 3_11_1 | HVAC | Computer Room Air Handling Units (CRAH) |  | 1 | kW | 127.6 | [8 empty] | As New Condition | NA
Top LH corner | SIN | SINW | L05 | E02-TSSOUTH | TECHNICAL SUITE SOUTH |  |  | CRAH-L05B-14 | SCC141888 | Schneider Electric | HDCV4100AS |  | 3_11_1 | HVAC | Computer Room Air Handling Units (CRAH) |  | 1 | kW | 127.6 | [8 empty] | As New Condition | NA
Top LH corner | SIN | SINW | L05 | E02-TSSOUTH | TECHNICAL SUITE SOUTH |  |  | CRAH-L05B-15 | SCC141883 | Schneider Electric | HDCV4100AS |  | 3_11_1 | HVAC | Computer Room Air Handling Units (CRAH) |  | 1 | kW | 127.6 | [8 empty] | As New Condition | NA
Top LH corner | SIN | SINW | L05 | E02-TSSOUTH | TECHNICAL SUITE SOUTH |  |  | CRAH-L05B-16 | SCC141963 | Schneider Electric | HDCV4100AS |  | 3_11_1 | HVAC | Computer Room Air Handling Units (CRAH) |  | 1 | kW | 127.6 | [8 empty] | As New Condition | NA
Top LH corner | SIN | SINW | L05 | E02-TSSOUTH | TECHNICAL SUITE SOUTH |  |  | CRAH-L05B-18 | SCC141892 | Schneider Electric | HDCV4100AS |  | 3_11_1 | HVAC | Computer Room Air Handling Units (CRAH) |  | 1 | kW | 127.6 | [8 empty] | As New Condition | NA
Top LH corner | SIN | SINW | L05 | E02-TSSOUTH | TECHNICAL SUITE SOUTH |  |  | CRAH-L05B-19 | SCC141823 | Schneider Electric | HDCV4100AS |  | 3_11_1 | HVAC | Computer Room Air Handling Units (CRAH) |  | 1 | kW | 127.6 | [8 empty] | As New Condition | NA
Top LH corner | SIN | SINW | L05 | E02-TSSOUTH | TECHNICAL SUITE SOUTH |  |  | CRAH-L05B-20 | SCC141812 | Schneider Electric | HDCV4100AS |  | 3_11_1 | HVAC | Computer Room Air Handling Units (CRAH) |  | 1 | kW | 127.6 | [8 empty] | As New Condition | NA
Top LH corner | SIN | SINW | L05 | E02-TSSOUTH | TECHNICAL SUITE SOUTH |  |  | CRAH-L05B-21 | SCC141822 | Schneider Electric | HDCV4100AS |  | 3_11_1 | HVAC | Computer Room Air Handling Units (CRAH) |  | 1 | kW | 127.6 | [8 empty] | As New Condition | NA
Top LH corner | SIN | SINW | L05 | E02-TSSOUTH | TECHNICAL SUITE SOUTH |  |  | CRAH-L05B-22 | SCC141814 | Schneider Electric | HDCV4100AS |  | 3_11_1 | HVAC | Computer Room Air Handling Units (CRAH) |  | 1 | kW | 127.6 | [8 empty] | As New Condition | NA
Top LH corner | SIN | SINW | L05 | E02-TSSOUTH | TECHNICAL SUITE SOUTH |  |  | CRAH-L05B-23 | SCC141815 | Schneider Electric | HDCV4100AS |  | 3_11_1 | HVAC | Computer Room Air Handling Units (CRAH) |  | 1 | kW | 127.6 | [8 empty] | As New Condition | NA
Top LH corner | SIN | SINW | L06 | F01-TSNORTH | TECHNICAL SUITE NORTH |  |  | CRAH-L06A-02 | SCB138885 | Schneider Electric | HDCV4100AS |  | 3_11_1 | HVAC | Computer Room Air Handling Units (CRAH) |  | 1 | kW | 127.6 | [8 empty] | As New Condition | NA
Top LH corner | SIN | SINW | L06 | F01-TSNORTH | TECHNICAL SUITE NORTH |  |  | CRAH-L06A-03 | SCC141955 | Schneider Electric | HDCV4100AS |  | 3_11_1 | HVAC | Computer Room Air Handling Units (CRAH) |  | 1 | kW | 127.6 | [8 empty] | As New Condition | NA
Top LH corner | SIN | SINW | L06 | F01-TSNORTH | TECHNICAL SUITE NORTH |  |  | CRAH-L06A-04 | SCB138848 | Schneider Electric | HDCV4100AS |  | 3_11_1 | HVAC | Computer Room Air Handling Units (CRAH) |  | 1 | kW | 127.6 | [8 empty] | As New Condition | NA
Top LH corner | SIN | SINW | L06 | F01-TSNORTH | TECHNICAL SUITE NORTH |  |  | CRAH-L06A-05 | SCB138762 | Schneider Electric | HDCV4100AS |  | 3_11_1 | HVAC | Computer Room Air Handling Units (CRAH) |  | 1 | kW | 127.6 | [8 empty] | As New Condition | NA
Top LH corner | SIN | SINW | L06 | F01-TSNORTH | TECHNICAL SUITE NORTH |  |  | CRAH-L06A-06 | SCC141824 | Schneider Electric | HDCV4100AS |  | 3_11_1 | HVAC | Computer Room Air Handling Units (CRAH) |  | 1 | kW | 127.6 | [8 empty] | As New Condition | NA
Top LH corner | SIN | SINW | L06 | F01-TSNORTH | TECHNICAL SUITE NORTH |  |  | CRAH-L06A-07 | SCC141875 | Schneider Electric | HDCV4100AS |  | 3_11_1 | HVAC | Computer Room Air Handling Units (CRAH) |  | 1 | kW | 127.6 | [8 empty] | As New Condition | NA
Top LH corner | SIN | SINW | L06 | F01-TSNORTH | TECHNICAL SUITE NORTH |  |  | CRAH-L06A-09 | SCC141877 | Schneider Electric | HDCV4100AS |  | 3_11_1 | HVAC | Computer Room Air Handling Units (CRAH) |  | 1 | kW | 127.6 | [8 empty] | As New Condition | NA
Top LH corner | SIN | SINW | L06 | F01-TSNORTH | TECHNICAL SUITE NORTH |  |  | CRAH-L06A-10 | SCC141887 | Schneider Electric | HDCV4100AS |  | 3_11_1 | HVAC | Computer Room Air Handling Units (CRAH) |  | 1 | kW | 127.6 | [8 empty] | As New Condition | NA
Top LH corner | SIN | SINW | L06 | F01-TSNORTH | TECHNICAL SUITE NORTH |  |  | CRAH-L06A-11 | SCB138763 | Schneider Electric | HDCV4100AS |  | 3_11_1 | HVAC | Computer Room Air Handling Units (CRAH) |  | 1 | kW | 127.6 | [8 empty] | As New Condition | NA
Top LH corner | SIN | SINW | L06 | F01-TSNORTH | TECHNICAL SUITE NORTH |  |  | CRAH-L06A-13 | SCC141874 | Schneider Electric | HDCV4100AS |  | 3_11_1 | HVAC | Computer Room Air Handling Units (CRAH) |  | 1 | kW | 127.6 | [8 empty] | As New Condition | NA
Top LH corner | SIN | SINW | L06 | F01-TSNORTH | TECHNICAL SUITE NORTH |  |  | CRAH-L06A-14 | SCB138878 | Schneider Electric | HDCV4100AS |  | 3_11_1 | HVAC | Computer Room Air Handling Units (CRAH) |  | 1 | kW | 127.6 | [8 empty] | As New Condition | NA
Top LH corner | SIN | SINW | L06 | F01-TSNORTH | TECHNICAL SUITE NORTH |  |  | CRAH-L06A-15 | SCB138876 | Schneider Electric | HDCV4100AS |  | 3_11_1 | HVAC | Computer Room Air Handling Units (CRAH) |  | 1 | kW | 127.6 | [8 empty] | As New Condition | NA
Top LH corner | SIN | SINW | L06 | F01-TSNORTH | TECHNICAL SUITE NORTH |  |  | CRAH-L06A-16 | SCB138874 | Schneider Electric | HDCV4100AS |  | 3_11_1 | HVAC | Computer Room Air Handling Units (CRAH) |  | 1 | kW | 127.6 | [8 empty] | As New Condition | NA
Top LH corner | SIN | SINW | L06 | F01-TSNORTH | TECHNICAL SUITE NORTH |  |  | CRAH-L06A-18 | SCB138871 | Schneider Electric | HDCV4100AS |  | 3_11_1 | HVAC | Computer Room Air Handling Units (CRAH) |  | 1 | kW | 127.6 | [8 empty] | As New Condition | NA
Top LH corner | SIN | SINW | L06 | F01-TSNORTH | TECHNICAL SUITE NORTH |  |  | CRAH-L06A-20 | SCB138875 | Schneider Electric | HDCV4100AS |  | 3_11_1 | HVAC | Computer Room Air Handling Units (CRAH) |  | 1 | kW | 127.6 | [8 empty] | As New Condition | NA
Top LH corner | SIN | SINW | L06 | F01-TSNORTH | TECHNICAL SUITE NORTH |  |  | CRAH-L06A-21 | SCB138870 | Schneider Electric | HDCV4100AS |  | 3_11_1 | HVAC | Computer Room Air Handling Units (CRAH) |  | 1 | kW | 127.6 | [8 empty] | As New Condition | NA
Top LH corner | SIN | SINW | L06 | F01-TSNORTH | TECHNICAL SUITE NORTH |  |  | CRAH-L06A-22 | SCB138880 | Schneider Electric | HDCV4100AS |  | 3_11_1 | HVAC | Computer Room Air Handling Units (CRAH) |  | 1 | kW | 127.6 | [8 empty] | As New Condition | NA
Top LH corner | SIN | SINW | L06 | F01-TSNORTH | TECHNICAL SUITE NORTH |  |  | CRAH-L06A-23 | SCB138883 | Schneider Electric | HDCV4100AS |  | 3_11_1 | HVAC | Computer Room Air Handling Units (CRAH) |  | 1 | kW | 127.6 | [8 empty] | As New Condition | NA
Top LH corner | SIN | SINW | L06 | F02-TSSOUTH | TECHNICAL SUITE SOUTH |  |  | CRAH-L06B-02 | SCB138793 | Schneider Electric | HDCV4100AS |  | 3_11_1 | HVAC | Computer Room Air Handling Units (CRAH) |  | 1 | kW | 127.6 | [8 empty] | As New Condition | NA
Top LH corner | SIN | SINW | L06 | F02-TSSOUTH | TECHNICAL SUITE SOUTH |  |  | CRAH-L06B-03 | SCC141891 | Schneider Electric | HDCV4100AS |  | 3_11_1 | HVAC | Computer Room Air Handling Units (CRAH) |  | 1 | kW | 127.6 | [8 empty] | As New Condition | NA
Top LH corner | SIN | SINW | L06 | F02-TSSOUTH | TECHNICAL SUITE SOUTH |  |  | CRAH-L06B-04 | SCB138887 | Schneider Electric | HDCV4100AS |  | 3_11_1 | HVAC | Computer Room Air Handling Units (CRAH) |  | 1 | kW | 127.6 | [8 empty] | As New Condition | NA
Top LH corner | SIN | SINW | L06 | F02-TSSOUTH | TECHNICAL SUITE SOUTH |  |  | CRAH-L06B-05 | SCC141820 | Schneider Electric | HDCV4100AS |  | 3_11_1 | HVAC | Computer Room Air Handling Units (CRAH) |  | 1 | kW | 127.6 | [8 empty] | As New Condition | NA
Top LH corner | SIN | SINW | L06 | F02-TSSOUTH | TECHNICAL SUITE SOUTH |  |  | CRAH-L06B-07 | SCC141950 | Schneider Electric | HDCV4100AS |  | 3_11_1 | HVAC | Computer Room Air Handling Units (CRAH) |  | 1 | kW | 127.6 | [8 empty] | As New Condition | NA
Top LH corner | SIN | SINW | L06 | F02-TSSOUTH | TECHNICAL SUITE SOUTH |  |  | CRAH-L06B-09 | SCB138767 | Schneider Electric | HDCV4100AS |  | 3_11_1 | HVAC | Computer Room Air Handling Units (CRAH) |  | 1 | kW | 127.6 | [8 empty] | As New Condition | NA
Top LH corner | SIN | SINW | L06 | F02-TSSOUTH | TECHNICAL SUITE SOUTH |  |  | CRAH-L06B-10 | SCB138834 | Schneider Electric | HDCV4100AS |  | 3_11_1 | HVAC | Computer Room Air Handling Units (CRAH) |  | 1 | kW | 127.6 | [8 empty] | As New Condition | NA
Top LH corner | SIN | SINW | L06 | F02-TSSOUTH | TECHNICAL SUITE SOUTH |  |  | CRAH-L06B-11 | SCC141876 | Schneider Electric | HDCV4100AS |  | 3_11_1 | HVAC | Computer Room Air Handling Units (CRAH) |  | 1 | kW | 127.6 | [8 empty] | As New Condition | NA
Top LH corner | SIN | SINW | L06 | F02-TSSOUTH | TECHNICAL SUITE SOUTH |  |  | CRAH-L06B-12 | SCB138756 | Schneider Electric | HDCV4100AS |  | 3_11_1 | HVAC | Computer Room Air Handling Units (CRAH) |  | 1 | kW | 127.6 | [8 empty] | As New Condition | NA
Top LH corner | SIN | SINW | L06 | F02-TSSOUTH | TECHNICAL SUITE SOUTH |  |  | CRAH-L06B-14 | SCC141878 | Schneider Electric | HDCV4100AS |  | 3_11_1 | HVAC | Computer Room Air Handling Units (CRAH) |  | 1 | kW | 127.6 | [8 empty] | As New Condition | NA
Top LH corner | SIN | SINW | L06 | F02-TSSOUTH | TECHNICAL SUITE SOUTH |  |  | CRAH-L06B-15 | SCB138759 | Schneider Electric | HDCV4100AS |  | 3_11_1 | HVAC | Computer Room Air Handling Units (CRAH) |  | 1 | kW | 127.6 | [8 empty] | As New Condition | NA
Top LH corner | SIN | SINW | L06 | F02-TSSOUTH | TECHNICAL SUITE SOUTH |  |  | CRAH-L06B-16 | SCB138843 | Schneider Electric | HDCV4100AS |  | 3_11_1 | HVAC | Computer Room Air Handling Units (CRAH) |  | 1 | kW | 127.6 | [8 empty] | As New Condition | NA
Top LH corner | SIN | SINW | L06 | F02-TSSOUTH | TECHNICAL SUITE SOUTH |  |  | CRAH-L06B-18 | SCB138797 | Schneider Electric | HDCV4100AS |  | 3_11_1 | HVAC | Computer Room Air Handling Units (CRAH) |  | 1 | kW | 127.6 | [8 empty] | As New Condition | NA
Top LH corner | SIN | SINW | L06 | F02-TSSOUTH | TECHNICAL SUITE SOUTH |  |  | CRAH-L06B-19 | SCB138769 | Schneider Electric | HDCV4100AS |  | 3_11_1 | HVAC | Computer Room Air Handling Units (CRAH) |  | 1 | kW | 127.6 | [8 empty] | As New Condition | NA
Top LH corner | SIN | SINW | L06 | F02-TSSOUTH | TECHNICAL SUITE SOUTH |  |  | CRAH-L06B-20 | SCB138886 | Schneider Electric | HDCV4100AS |  | 3_11_1 | HVAC | Computer Room Air Handling Units (CRAH) |  | 1 | kW | 127.6 | [8 empty] | As New Condition | NA
Top LH corner | SIN | SINW | L06 | F02-TSSOUTH | TECHNICAL SUITE SOUTH |  |  | CRAH-L06B-21 | SCB138802 | Schneider Electric | HDCV4100AS |  | 3_11_1 | HVAC | Computer Room Air Handling Units (CRAH) |  | 1 | kW | 127.6 | [8 empty] | As New Condition | NA
Top LH corner | SIN | SINW | L06 | F02-TSSOUTH | TECHNICAL SUITE SOUTH |  |  | CRAH-L06B-22 | SCB138760 | Schneider Electric | HDCV4100AS |  | 3_11_1 | HVAC | Computer Room Air Handling Units (CRAH) |  | 1 | kW | 127.6 | [8 empty] | As New Condition | NA
Top LH corner | SIN | SINW | L06 | F02-TSSOUTH | TECHNICAL SUITE SOUTH |  |  | CRAH-L06B-23 | SCB138750 | Schneider Electric | HDCV4100AS |  | 3_11_1 | HVAC | Computer Room Air Handling Units (CRAH) |  | 1 | kW | 127.6 | [8 empty] | As New Condition | NA
On RH side of local isolator switch | SIN | SINW | L07 | G50-RF | LOWER ROOF |  |  | CT-LRF-01A | 17-820971 | Evapco | USS 112-3K12 |  | 3_2_1 | HVAC | Cooling Towers (CT-1) |  | 1 | kW | 1371.8 | [8 empty] | As New Condition | NA
On RH side of local isolator switch | SIN | SINW | L07 | G50-RF | LOWER ROOF |  |  | CT-LRF-01B | 17-820972 | Evapco | USS 112-3K12 |  | 3_2_1 | HVAC | Cooling Towers (CT-1) |  | 1 | kW | 1371.8 | [8 empty] | As New Condition | NA
On RH side of local isolator switch | SIN | SINW | L07 | G50-RF | LOWER ROOF |  |  | CT-LRF-01C | 17-820973 | Evapco | USS 112-3K12 |  | 3_2_1 | HVAC | Cooling Towers (CT-1) |  | 1 | kW | 1371.8 | [8 empty] | As New Condition | NA
On RH side of local isolator switch | SIN | SINW | L07 | G50-RF | LOWER ROOF |  |  | CT-LRF-01D | 17-820974 | Evapco | USS 112-3K12 |  | 3_2_1 | HVAC | Cooling Towers (CT-1) |  | 1 | kW | 1371.8 | [8 empty] | As New Condition | NA
On RH side of local isolator switch | SIN | SINW | L07 | G50-RF | LOWER ROOF |  |  | CT-LRF-02A | 17-820975 | Evapco | USS 112-3K12 |  | 3_2_1 | HVAC | Cooling Towers (CT-2) |  | 1 | kW | 1371.8 | [8 empty] | As New Condition | NA
On RH side of local isolator switch | SIN | SINW | L07 | G50-RF | LOWER ROOF |  |  | CT-LRF-02B | 17-820976 | Evapco | USS 112-3K12 |  | 3_2_1 | HVAC | Cooling Towers (CT-2) |  | 1 | kW | 1371.8 | [8 empty] | As New Condition | NA
On RH side of local isolator switch | SIN | SINW | L07 | G50-RF | LOWER ROOF |  |  | CT-LRF-02C | 17-820977 | Evapco | USS 112-3K12 |  | 3_2_1 | HVAC | Cooling Towers (CT-2) |  | 1 | kW | 1371.8 | [8 empty] | As New Condition | NA
On RH side of local isolator switch | SIN | SINW | L07 | G50-RF | LOWER ROOF |  |  | CT-LRF-02D | 17-820978 | Evapco | USS 112-3K12 |  | 3_2_1 | HVAC | Cooling Towers (CT-2) |  | 1 | kW | 1371.8 | [8 empty] | As New Condition | NA
On RH side of local isolator switch | SIN | SINW | L07 | G50-RF | LOWER ROOF |  |  | CT-LRF-03A | 17-820979 | Evapco | USS 112-3K12 |  | 3_2_1 | HVAC | Cooling Towers (CT-3) |  | 1 | kW | 1371.8 | [8 empty] | As New Condition | NA
On RH side of local isolator switch | SIN | SINW | L07 | G50-RF | LOWER ROOF |  |  | CT-LRF-03B | 17-820980 | Evapco | USS 112-3K12 |  | 3_2_1 | HVAC | Cooling Towers (CT-3) |  | 1 | kW | 1371.8 | [8 empty] | As New Condition | NA
On RH side of local isolator switch | SIN | SINW | L07 | G50-RF | LOWER ROOF |  |  | CT-LRF-03C | 17-820981 | Evapco | USS 112-3K12 |  | 3_2_1 | HVAC | Cooling Towers (CT-3) |  | 1 | kW | 1371.8 | [8 empty] | As New Condition | NA
On RH side of local isolator switch | SIN | SINW | L07 | G50-RF | LOWER ROOF |  |  | CT-LRF-03D | 17-820982 | Evapco | USS 112-3K12 |  | 3_2_1 | HVAC | Cooling Towers (CT-3) |  | 1 | kW | 1371.8 | [8 empty] | As New Condition | NA
On RH side of local isolator switch | SIN | SINW | L07 | G50-RF | LOWER ROOF |  |  | CT-LRF-04A | 17-820983 | Evapco | USS 112-3K12 |  | 3_2_1 | HVAC | Cooling Towers (CT-4) |  | 1 | kW | 1371.8 | [8 empty] | As New Condition | NA
On RH side of local isolator switch | SIN | SINW | L07 | G50-RF | LOWER ROOF |  |  | CT-LRF-04B | 17-820984 | Evapco | USS 112-3K12 |  | 3_2_1 | HVAC | Cooling Towers (CT-4) |  | 1 | kW | 1371.8 | [8 empty] | As New Condition | NA
On RH side of local isolator switch | SIN | SINW | L07 | G50-RF | LOWER ROOF |  |  | CT-LRF-04C | 17-820985 | Evapco | USS 112-3K12 |  | 3_2_1 | HVAC | Cooling Towers (CT-4) |  | 1 | kW | 1371.8 | [8 empty] | As New Condition | NA
On RH side of local isolator switch | SIN | SINW | L07 | G50-RF | LOWER ROOF |  |  | CT-LRF-04D | 17-820986 | Evapco | USS 112-3K12 |  | 3_2_1 | HVAC | Cooling Towers (CT-4) |  | 1 | kW | 1371.8 | [8 empty] | As New Condition | NA
On RH side of local isolator switch | SIN | SINW | L07 | G50-RF | LOWER ROOF |  |  | CT-LRF-05A | 17-820987 | Evapco | USS 112-3K12 |  | 3_2_1 | HVAC | Cooling Towers (CT-5) |  | 1 | kW | 1371.8 | [8 empty] | As New Condition | NA
On RH side of local isolator switch | SIN | SINW | L07 | G50-RF | LOWER ROOF |  |  | CT-LRF-05B | 17-820988 | Evapco | USS 112-3K12 |  | 3_2_1 | HVAC | Cooling Towers (CT-5) |  | 1 | kW | 1371.8 | [8 empty] | As New Condition | NA
On RH side of local isolator switch | SIN | SINW | L07 | G50-RF | LOWER ROOF |  |  | CT-LRF-05C | 17-820989 | Evapco | USS 112-3K12 |  | 3_2_1 | HVAC | Cooling Towers (CT-5) |  | 1 | kW | 1371.8 | [8 empty] | As New Condition | NA
On RH side of local isolator switch | SIN | SINW | L07 | G50-RF | LOWER ROOF |  |  | CT-LRF-05D | 17-820990 | Evapco | USS 112-3K12 |  | 3_2_1 | HVAC | Cooling Towers (CT-5) |  | 1 | kW | 1371.8 | [8 empty] | As New Condition | NA
On RH side of local isolator switch | SIN | SINW | L07 | G50-RF | LOWER ROOF |  |  | CT-LRF-06A | 17-820991 | Evapco | USS 112-3K12 |  | 3_2_1 | HVAC | Cooling Towers (CT-6) |  | 1 | kW | 1371.8 | [8 empty] | As New Condition | NA
On RH side of local isolator switch | SIN | SINW | L07 | G50-RF | LOWER ROOF |  |  | CT-LRF-06B | 17-820992 | Evapco | USS 112-3K12 |  | 3_2_1 | HVAC | Cooling Towers (CT-6) |  | 1 | kW | 1371.8 | [8 empty] | As New Condition | NA
On RH side of local isolator switch | SIN | SINW | L07 | G50-RF | LOWER ROOF |  |  | CT-LRF-06C | 17-820993 | Evapco | USS 112-3K12 |  | 3_2_1 | HVAC | Cooling Towers (CT-6) |  | 1 | kW | 1371.8 | [8 empty] | As New Condition | NA
On RH side of local isolator switch | SIN | SINW | L07 | G50-RF | LOWER ROOF |  |  | CT-LRF-06D | 17-820994 | Evapco | USS 112-3K12 |  | 3_2_1 | HVAC | Cooling Towers (CT-6) |  | 1 | kW | 1371.8 | [8 empty] | As New Condition | NA
On RH side of local isolator switch | SIN | SINW | D08 | HXT-DCB | DRUPS CONTAINER EAST |  |  | DPL1-17-J01 | 1723907014 | Wonder Electric Motor | WY180L-4 |  | 3_12_1 | HVAC | Radiator Fan Motor |  | 3 | HP | 30 | [8 empty] | As New Condition | NA
On RH side of local isolator switch | SIN | SINW | D08 | HXT-DCB | DRUPS CONTAINER EAST |  |  | DPL1-17-J02 | 1708203028 | Wonder Electric Motor | WY180L-4 |  | 3_12_1 | HVAC | Radiator Fan Motor |  | 3 | HP | 30 | [8 empty] | As New Condition | NA
On RH side of local isolator switch | SIN | SINW | D08 | HXT-DCB | DRUPS CONTAINER EAST |  |  | DPL1-17-J03 | 1747101043 | Wonder Electric Motor | WY180L-4 |  | 3_12_1 | HVAC | Radiator Fan Motor |  | 1 | HP | 30 | [8 empty] | As New Condition | NA
Above specification label | SIN | SINW | D08 | HXT-DCB | DRUPS CONTAINER EAST |  |  | DPL1-17-J04 | PX7625-17RD | Perfex | PC424C3V |  | 3_3_1 | HVAC | Heat Exchanger |  | 2 | BTU/MIN | AC - 36968 / JW - 47328 | [8 empty] | As New Condition | NA
On RH side of local isolator switch | SIN | SINW | L07 | G53-DCA | DRUPS CONTAINER WEST |  |  | DPL1-18-J01 | 1723907009 | Wonder Electric Motor | WY180L-4 |  | 3_12_1 | HVAC | Radiator Fan Motor |  | 3 | HP | 30 | [8 empty] | As New Condition | NA
On RH side of local isolator switch | SIN | SINW | L07 | G53-DCA | DRUPS CONTAINER WEST |  |  | DPL1-18-J02 | 1738223002 | Wonder Electric Motor | WY180L-4 |  | 3_12_1 | HVAC | Radiator Fan Motor |  | 3 | HP | 30 | [8 empty] | As New Condition | NA
On RH side of local isolator switch | SIN | SINW | L07 | G53-DCA | DRUPS CONTAINER WEST |  |  | DPL1-18-J03 | 1723907018 | Wonder Electric Motor | WY180L-4 |  | 3_12_1 | HVAC | Radiator Fan Motor |  | 3 | HP | 30 | [8 empty] | As New Condition | NA
On RH side of local isolator switch | SIN | SINW | L07 | G53-DCA | DRUPS CONTAINER WEST |  |  | DPL1-18-J04 | 1738223005 | Wonder Electric Motor | WY180L-4 |  | 3_12_1 | HVAC | Radiator Fan Motor |  | 1 | HP | 30 | [8 empty] | As New Condition | NA
Above specification label | SIN | SINW | L07 | G53-DCA | DRUPS CONTAINER WEST |  |  | DPL1-18-J05 | PX7621-17RD | Perfex | PC424C3V |  | 3_3_1 | HVAC | Heat Exchanger |  | 2 | BTU/MIN | AC - 36968 / JW - 47328 | [8 empty] | As New Condition | NA
On RH side of local isolator switch | SIN | SINW | L07 | G53-DCB | DRUPS CONTAINER EAST |  |  | DPL2-13-J02 | 1743502030 | Wonder Electric Motor | WY180L-4 |  | 3_12_1 | HVAC | Radiator Fan Motor |  | 3 | HP | 30 | [8 empty] | As New Condition | NA
On RH side of local isolator switch | SIN | SINW | L07 | G53-DCB | DRUPS CONTAINER EAST |  |  | DPL2-13-J03 | 1740017002 | Wonder Electric Motor | WY180L-4 |  | 3_12_1 | HVAC | Radiator Fan Motor |  | 3 | HP | 30 | [8 empty] | As New Condition | NA
On RH side of local isolator switch | SIN | SINW | L07 | G53-DCB | DRUPS CONTAINER EAST |  |  | DPL2-13-J04 | 1743502042 | Wonder Electric Motor | WY180L-4 |  | 3_12_1 | HVAC | Radiator Fan Motor |  | 3 | HP | 30 | [8 empty] | As New Condition | NA
On RH side of local isolator switch | SIN | SINW | L07 | G53-DCB | DRUPS CONTAINER EAST |  |  | DPL2-13-J05 | 1743502027 | Wonder Electric Motor | WY180L-4 |  | 3_12_1 | HVAC | Radiator Fan Motor |  | 1 | HP | 30 | [8 empty] | As New Condition | NA
Above specification label | SIN | SINW | L07 | G53-DCB | DRUPS CONTAINER EAST |  |  | DPL2-13-J06 | PX7622-17RD | Perfex | PC424C3V |  | 3_3_1 | HVAC | Heat Exchanger |  | 2 | BTU/MIN | AC - 36968 / JW - 47328 | [8 empty] | As New Condition | NA
On RH side of local isolator switch | SIN | SINW | L01 | AXT-DCWEST | DRUPS CONTAINER WEST |  |  | DRUPS-DPL1-17- | 1743502012 | Wonder Electric Motor | WY180L-4 |  | 3_12_1 | HVAC | Radiator Fan Motor |  | 3 | HP | 30 | [8 empty] | As New Condition | NA
On RH side of local isolator switch | SIN | SINW | L01 | AXT-DCWEST | DRUPS CONTAINER WEST |  |  | DRUPS-DPL1-17- | 1743502017 | Wonder Electric Motor | WY180L-4 |  | 3_12_1 | HVAC | Radiator Fan Motor |  | 3 | HP | 30 | [8 empty] | As New Condition | NA
On RH side of local isolator switch | SIN | SINW | L01 | AXT-DCWEST | DRUPS CONTAINER WEST |  |  | DRUPS-DPL1-17- | 1743502041 | Wonder Electric Motor | WY180L-4 |  | 3_12_1 | HVAC | Radiator Fan Motor |  | 3 | HP | 30 | [8 empty] | As New Condition | NA
Above specification label | SIN | SINW | D02 | BXT-DCWEST | DRUPS CONTAINER WEST |  |  | DRUPS-DPL2-14 | PX7478-17RD | Perfex | PC424C3V |  | 3_3_1 | HVAC | Heat Exchanger |  | 2 | BTU/MIN | AC - 36968 / JW - 47328 | [8 empty] | As New Condition | NA
On RH side of local isolator switch | SIN | SINW | D02 | BXT-DCEAST | DRUPS CONTAINER EAST |  |  | DRUPS-DPL3-01 | 1708203015 | Wonder Electric Motor | WY180L-4 |  | 3_12_1 | HVAC | Radiator Fan Motor |  | 3 | HP | 30 | [8 empty] | As New Condition | NA
On RH side of local isolator switch | SIN | SINW | D02 | BXT-DCEAST | DRUPS CONTAINER EAST |  |  | DRUPS-DPL3-01- | 1723907010 | Wonder Electric Motor | WY180L-4 |  | 3_12_1 | HVAC | Radiator Fan Motor |  | 3 | HP | 30 | [8 empty] | As New Condition | NA
On RH side of local isolator switch | SIN | SINW | D02 | BXT-DCEAST | DRUPS CONTAINER EAST |  |  | DRUPS-DPL3-01- | 1738223004 | Wonder Electric Motor | WY180L-4 |  | 3_12_1 | HVAC | Radiator Fan Motor |  | 1 | HP | 30 | [8 empty] | As New Condition | NA
Above specification label | SIN | SINW | D02 | BXT-DCEAST | DRUPS CONTAINER EAST |  |  | DRUPS-DPL3-01- | PX7484-17R | Perfex | PC424C3V |  | 3_3_1 | HVAC | Heat Exchanger |  | 2 | BTU/MIN | AC - 36968 / JW - 47328 | [8 empty] | As New Condition | NA
On RH side of local isolator switch | SIN | SINW | D03 | CXT-DCWEST | DRUPS CONTAINER WEST |  |  | DRUPS-DPL3-07- | 1743502038 | Wonder Electric Motor | WY180L-4 |  | 3_12_1 | HVAC | Radiator Fan Motor |  | 3 | HP | 30 | [8 empty] | As New Condition | NA
On RH side of local isolator switch | SIN | SINW | D03 | CXT-DCWEST | DRUPS CONTAINER WEST |  |  | DRUPS-DPL3-07- | 1743502035 | Wonder Electric Motor | WY180L-4 |  | 3_12_1 | HVAC | Radiator Fan Motor |  | 3 | HP | 30 | [8 empty] | As New Condition | NA
On RH side of local isolator switch | SIN | SINW | D03 | CXT-DCWEST | DRUPS CONTAINER WEST |  |  | DRUPS-DPL3-07- | 1710008008 | Wonder Electric Motor | WY180L-4 |  | 3_12_1 | HVAC | Radiator Fan Motor |  | 3 | HP | 30 | [8 empty] | As New Condition | NA
On RH side of local isolator switch | SIN | SINW | D03 | CXT-DCWEST | DRUPS CONTAINER WEST |  |  | DRUPS-DPL3-07- | 1743502018 | Wonder Electric Motor | WY180L-4 |  | 3_12_1 | HVAC | Radiator Fan Motor |  | 1 | HP | 30 | [8 empty] | As New Condition | NA
Above specification label | SIN | SINW | D03 | CXT-DCWEST | DRUPS CONTAINER WEST |  |  | DRUPS-DPL3-07- | PX7483-17RD | Perfex | PC424C3V |  | 3_3_1 | HVAC | Heat Exchanger |  | 2 | BTU/MIN | AC - 36968 / JW - 47328 | [8 empty] | As New Condition | NA
On RH side of local isolator switch | SIN | SINW | D03 | CXT-DCEAST | DRUPS CONTAINER EAST |  |  | DRUPS-DPL4-02- | 1743502025 | Wonder Electric Motor | WY180L-4 |  | 3_12_1 | HVAC | Radiator Fan Motor |  | 3 | HP | 30 | [8 empty] | As New Condition | NA
On RH side of local isolator switch | SIN | SINW | D03 | CXT-DCEAST | DRUPS CONTAINER EAST |  |  | DRUPS-DPL4-02- | 1743502020 | Wonder Electric Motor | WY180L-4 |  | 3_12_1 | HVAC | Radiator Fan Motor |  | 3 | HP | 30 | [8 empty] | As New Condition | NA
On RH side of local isolator switch | SIN | SINW | D03 | CXT-DCEAST | DRUPS CONTAINER EAST |  |  | DRUPS-DPL4-02- | 1743502016 | Wonder Electric Motor | WY180L-4 |  | 3_12_1 | HVAC | Radiator Fan Motor |  | 3 | HP | 30 | [8 empty] | As New Condition | NA
On RH side of local isolator switch | SIN | SINW | D03 | CXT-DCEAST | DRUPS CONTAINER EAST |  |  | DRUPS-DPL4-02- | 1743502002 | Wonder Electric Motor | WY180L-4 |  | 3_12_1 | HVAC | Radiator Fan Motor |  | 1 | HP | 30 | [8 empty] | As New Condition | NA
On RH side of local isolator switch | SIN | SINW | D04 | DXT-DCWEST | DRUPS CONTAINER WEST |  |  | DRUPS-DPL4-08- | 1743502015 | Wonder Electric Motor | WY180L-4 |  | 3_12_1 | HVAC | Radiator Fan Motor |  | 3 | HP | 30 | [8 empty] | As New Condition | NA
On RH side of local isolator switch | SIN | SINW | D05 | EXT-DCWEST | DRUPS CONTAINER WEST |  |  | DRUPS-DPL6-04 | 1743502037 | Wonder Electric Motor | WY180L-4 |  | 3_12_1 | HVAC | Radiator Fan Motor |  | 3 | HP | 30 | [8 empty] | As New Condition | NA
On RH side of local isolator switch | SIN | SINW | D05 | EXT-DCWEST | DRUPS CONTAINER WEST |  |  | DRUPS-DPL6-04- | 1743502022 | Wonder Electric Motor | WY180L-4 |  | 3_12_1 | HVAC | Radiator Fan Motor |  | 1 | HP | 30 | [8 empty] | As New Condition | NA
Above specification label | SIN | SINW | D05 | EXT-DCWEST | DRUPS CONTAINER WEST |  |  | DRUPS-DPL6-04- | PX7479-17RD | Perfex | PC424C3V |  | 3_3_1 | HVAC | Heat Exchanger |  | 2 | BTU/MIN | AC - 36968 / JW - 47328 | [8 empty] | As New Condition | NA
On RH side of local isolator switch | SIN | SINW | D05 | EXT-DCEAST | DRUPS CONTAINER EAST |  |  | DRUPS-DPL6-10- | 1743502005 | Wonder Electric Motor | WY180L-4 |  | 3_12_1 | HVAC | Radiator Fan Motor |  | 3 | HP | 30 | [8 empty] | As New Condition | NA
On RH side of local isolator switch | SIN | SINW | D05 | EXT-DCEAST | DRUPS CONTAINER EAST |  |  | DRUPS-DPL6-10- | 1743502006 | Wonder Electric Motor | WY180L-4 |  | 3_12_1 | HVAC | Radiator Fan Motor |  | 3 | HP | 30 | [8 empty] | As New Condition | NA
On RH side of local isolator switch | SIN | SINW | D05 | EXT-DCEAST | DRUPS CONTAINER EAST |  |  | DRUPS-DPL6-10- | 1743502007 | Wonder Electric Motor | WY180L-4 |  | 3_12_1 | HVAC | Radiator Fan Motor |  | 3 | HP | 30 | [8 empty] | As New Condition | NA
On RH side of local isolator switch | SIN | SINW | D05 | EXT-DCEAST | DRUPS CONTAINER EAST |  |  | DRUPS-DPL6-10- | 1743502019 | Wonder Electric Motor | WY180L-4 |  | 3_12_1 | HVAC | Radiator Fan Motor |  | 1 | HP | 30 | [8 empty] | As New Condition | NA
Above specification label | SIN | SINW | D05 | EXT-DCEAST | DRUPS CONTAINER EAST |  |  | DRUPS-DPL6-10- | PX7477-17RD | Perfex | PC424C3V |  | 3_3_1 | HVAC | Heat Exchanger |  | 2 | BTU/MIN | AC - 36968 / JW - 47328 | [8 empty] | As New Condition | NA
On RH side of local isolator switch | SIN | SINW | D06 | FXT-DCWEST | DRUPS CONTAINER WEST |  |  | DRUPS-DPL7-05- | 1723907013 | Wonder Electric Motor | WY180L-4 |  | 3_12_1 | HVAC | Radiator Fan Motor |  | 3 | HP | 30 | [8 empty] | As New Condition | NA
On RH side of local isolator switch | SIN | SINW | D06 | FXT-DCWEST | DRUPS CONTAINER WEST |  |  | DRUPS-DPL7-05- | 1723907003 | Wonder Electric Motor | WY180L-4 |  | 3_12_1 | HVAC | Radiator Fan Motor |  | 3 | HP | 30 | [8 empty] | As New Condition | NA
On RH side of local isolator switch | SIN | SINW | D06 | FXT-DCWEST | DRUPS CONTAINER WEST |  |  | DRUPS-DPL7-05- | 1708203027 | Wonder Electric Motor | WY180L-4 |  | 3_12_1 | HVAC | Radiator Fan Motor |  | 3 | HP | 30 | [8 empty] | As New Condition | NA
On RH side of local isolator switch | SIN | SINW | D06 | FXT-DCWEST | DRUPS CONTAINER WEST |  |  | DRUPS-DPL7-05- | 1723907012 | Wonder Electric Motor | WY180L-4 |  | 3_12_1 | HVAC | Radiator Fan Motor |  | 1 | HP | 30 | [8 empty] | As New Condition | NA
Above specification label | SIN | SINW | D06 | FXT-DCWEST | DRUPS CONTAINER WEST |  |  | DRUPS-DPL7-05- | PX7624-17RD | Perfex | PC424C3V |  | 3_3_1 | HVAC | Heat Exchanger |  | 2 | BTU/MIN | AC - 36968 / JW - 47328 | [8 empty] | As New Condition | NA
On RH side of local isolator switch | SIN | SINW | D06 | FXT-DCEAST | DRUPS CONTAINER EAST |  |  | DRUPS-DPL7-11- | 1743502011 | Wonder Electric Motor | WY180L-4 |  | 3_12_1 | HVAC | Radiator Fan Motor |  | 3 | HP | 30 | [8 empty] | As New Condition | NA
On RH side of local isolator switch | SIN | SINW | D06 | FXT-DCEAST | DRUPS CONTAINER EAST |  |  | DRUPS-DPL7-11- | 1723907007 | Wonder Electric Motor | WY180L-4 |  | 3_12_1 | HVAC | Radiator Fan Motor |  | 3 | HP | 30 | [8 empty] | As New Condition | NA
On RH side of local isolator switch | SIN | SINW | D07 | GXT-DCEAST | DRUPS CONTAINER EAST |  |  | DRUPS-DPRF-15 | 1743502008 | Wonder Electric Motor | WY180L-4 |  | 3_12_1 | HVAC | Radiator Fan Motor |  | 1 | HP | 30 | [8 empty] | As New Condition | NA
Above specification label | SIN | SINW | D07 | GXT-DCEAST | DRUPS CONTAINER EAST |  |  | DRUPS-DPRF-15- | PX7620-17RD | Perfex | PC424C3V |  | 3_3_1 | HVAC | Heat Exchanger |  | 2 | BTU/MIN | AC - 36968 / JW - 47328 | [8 empty] | As New Condition | NA
On RH side of local isolator switch | SIN | SINW | D08 | HXT-DCWEST | DRUPS CONTAINER WEST |  |  | DRUPS-DPRF-16 | 1723907017 | Wonder Electric Motor | WY180L-4 |  | 3_12_1 | HVAC | Radiator Fan Motor |  | 3 | HP | 30 | [8 empty] | As New Condition | NA
On RH side of local isolator switch | SIN | SINW | D08 | HXT-DCWEST | DRUPS CONTAINER WEST |  |  | DRUPS-DPRF-16- | 1723907006 | Wonder Electric Motor | WY180L-4 |  | 3_12_1 | HVAC | Radiator Fan Motor |  | 3 | HP | 30 | [8 empty] | As New Condition | NA
On RH side of local isolator switch | SIN | SINW | D08 | HXT-DCWEST | DRUPS CONTAINER WEST |  |  | DRUPS-DPRF-16- | 1708203020 | Wonder Electric Motor | WY180L-4 |  | 3_12_1 | HVAC | Radiator Fan Motor |  | 3 | HP | 30 | [8 empty] | As New Condition | NA
On RH side of local isolator switch | SIN | SINW | D08 | HXT-DCWEST | DRUPS CONTAINER WEST |  |  | DRUPS-DPRF-16- | 1723907004 | Wonder Electric Motor | WY180L-4 |  | 3_12_1 | HVAC | Radiator Fan Motor |  | 1 | HP | 30 | [8 empty] | As New Condition | NA
Above specification label | SIN | SINW | D08 | HXT-DCWEST | DRUPS CONTAINER WEST |  |  | DRUPS-DPRF-16- | PX7627-17RD | Perfex | PC424C3V |  | 3_3_1 | HVAC | Heat Exchanger |  | 2 | BTU/MIN | AC - 36968 / JW - 47328 | [8 empty] | As New Condition | NA
On LH side of local isolating switch | SIN | SINW | L01 | AXT-UGRWDT | Underground Rain Water Detention Tank |  |  | DTSP-L01-01 |  | KRTK | 200-401/266UG-S IE2 |  | 3_29_2 | HVAC | Detention Tank Sump Pump (Duty) |  | 3 | bar | 10 | [8 empty] | As New Condition | NA
On LH side of local isolating switch | SIN | SINW | L01 | AXT-UGRWDT | Underground Rain Water Detention Tank |  |  | DTSP-L01-02 |  | KRTK | 200-401/266UG-S IE2 |  | 3_29_2 | HVAC | Detention Tank Sump Pump (Duty) |  | 3 | Litres/sec | 150 | [8 empty] | As New Condition | NA
On LH side of local isolating switch | SIN | SINW | L01 | AXT-UGRWDT | Underground Rain Water Detention Tank |  |  | DTSP-L01-03 |  | KRTK | 200-401/266UG-S IE2 |  | 3_29_2 | HVAC | Detention Tank Sump Pump (Standby) |  | 3 | Litres/sec | 150 | [8 empty] | As New Condition | NA
Adjacent to name / data plate | SIN | SINW | L07 | G50-Roof | LOWER ROOF |  |  | DWBP-PV-01 |  | Zilmet | Ultra-Pro 300V |  | 3_32_2 | HVAC | Pressure Vessel for Domestic Water Booster Pump |  | 3 | Litres | 100 | [8 empty] | As New Condition | NA
On LH side of local isolating switch | SIN | SINW | L07 | G50-Roof | LOWER ROOF |  |  | DWBP-R-01 |  | Movitec | VF006/03-B1D13FS080D5UW |  | 3_29_2 | HVAC | Domestic Water Booster Pump (Duty) |  | 3 | Litres/sec | 1.446 | [8 empty] | As New Condition | NA
On LH side of local isolating switch | SIN | SINW | L07 | G50-Roof | LOWER ROOF |  |  | DWBP-R-02 |  | Movitec | VF006/03-B1D13FS080D5UW |  | 3_29_2 | HVAC | Domestic Water booster Pump (Standby) |  | 3 | Litres/sec | 1.446 | [8 empty] | As New Condition | NA
Adjacent to Access Ladder | SIN | SINW | L07 | G50-Roof | LOWER ROOF |  |  | DWST |  | Sungil | GRP |  | 3_20 | HVAC | Domestic Water Storage Tank |  | 3 | Cu metre | 10 | [8 empty] | As New Condition | NA
On LH side of local isolating switch | SIN | SINW | L01 | A53-DWTP | DOMESTIC WATER TANK & PUMP ROOM |  |  | DWTP-L01-01 |  | Movitec | VF006/09-B1D13FS090D5UW |  | 3_29_2 | HVAC | Domestic Water Transfer Pump (Duty) |  | 3 | Litres/sec | 1.446 | [8 empty] | As New Condition | NA
On LH side of local isolating switch | SIN | SINW | L01 | A53-DWTP | DOMESTIC WATER TANK & PUMP ROOM |  |  | DWTP-L01-01 |  | Movitec | VF006/09-B1D13FS090D5UW |  | 3_29_2 | HVAC | Domestic Water Transfer Pump (Standby) |  | 3 | Litres/sec | 1.446 | [8 empty] | As New Condition | NA
Adjacent to Access Ladder | SIN | SINW | L01 | A53-DWTP | DOMESTIC WATER TANK & PUMP ROOM |  |  | DWTT-L01-01 |  | Sungil | GRP |  | 3_20 | HVAC | Domestic Water Transfer Tank |  | 3 | Cu metre | 2 | [8 empty] | As New Condition | NA
On RH side of local isolator switch | SIN | SINW | L01 | A54-FCC | FIRE CONTROL CENTRE |  |  | EAF-L01-01 |  | Kruger | TDA400-V-9AA-9-9/18/AL |  | 3_12_1 | HVAC | Extract MV Fans |  | 3 | KW | 0.37 | [8 empty] | As New Condition | NA
On RH side of local isolator switch | SIN | SINW | L01 | A53-DWTP | DOMESTIC WATER TANK & PUMP ROOM |  |  | EAF-L01-02 |  | Kruger | TDA400-V-12AA-5-5/16/AL |  | 3_12_1 | HVAC | Extract MV Fans |  | 3 | KW | 0.37 | [8 empty] | As New Condition | NA
On RH side of local isolator switch | SIN | SINW | L01 | A53-GSRWEST | GAS SUPPRESSION ROOM WEST |  |  | EAF-L01-03 |  | Kruger | TDA355-FV-12AA-5-5/32/AL |  | 3_12_1 | HVAC | Extract MV Fans |  | 3 | KW | 0.37 | [8 empty] | As New Condition | NA
On RH side of local isolator switch | SIN | SINW | L01 | A50-LOD | LOADING/UNLOADING BAY |  |  | EAF-L01-04 |  | Kruger | TDA450-FV-12AA-7-7/32/AL |  | 3_12_1 | HVAC | Extract MV Fans |  | 3 | KW | 0.75 | [8 empty] | As New Condition | NA
On RH side of local isolator switch | SIN | SINW | L01 | AXT-FSPR | FIRE SPRINKLER PUMP ROOM |  |  | EAF-L01-05 |  | Kruger | TDA315-FV-9AA-5-5/28/AL |  | 3_12_1 | HVAC | Extract MV Fans |  | 3 | KW | 0.37 | [8 empty] | As New Condition | NA
On RH side of local isolator switch | SIN | SINW | L01 | A51-WCM | MALE TOILET |  |  | EAF-L01-06 |  | Kruger | TDA450-FV-12AA-8-8/22/AL |  | 3_12_1 | HVAC | Extract MV Fans |  | 3 | KW | 0.37 | [8 empty] | As New Condition | NA
On RH side of local isolator switch | SIN | SINW | L01 | A53-CHPR | CHILLER PLANT ROOM |  |  | EAF-L01-07 |  | Kruger | TDA630-V-12AA-9-9/16/AL |  | 3_12_1 | HVAC | Extract MV Fans |  | 3 | KW | 1.5 | [8 empty] | As New Condition | NA
On RH side of local isolator switch | SIN | SINW | L01 | A53-CHPR | CHILLER PLANT ROOM |  |  | EAF-L01-08 |  | Kruger | TDA630-V-12AA-9-9/16/AL |  | 3_12_1 | HVAC | Extract MV Fans |  | 3 | KW | 1.5 | [8 empty] | As New Condition | NA
On RH side of local isolator switch | SIN | SINW | L02 | B51-WCH | HANDICAP TOILET |  |  | EAF-L02-01 |  | Kruger | MTD SILENT 160 |  | 3_12_1 | HVAC | Extract MV Fans |  | 3 | KW | 0.2 | [8 empty] | As New Condition | NA
On RH side of local isolator switch | SIN | SINW | L03 | C51-WCH | HANDICAP TOILET |  |  | EAF-L03-01 |  | Kruger | MTD SILENT 160 |  | 3_12_1 | HVAC | Extract MV Fans |  | 3 | KW | 0.2 | [8 empty] | As New Condition | NA
On RH side of local isolator switch | SIN | SINW | L04 | D51-WCH | HANDICAP TOILET |  |  | EAF-L04-01 |  | Kruger | MTD SILENT 160 |  | 3_12_1 | HVAC | Extract MV Fans |  | 3 | KW | 0.2 | [8 empty] | As New Condition | NA
On RH side of local isolator switch | SIN | SINW | L05 | E51-WCH | HANDICAP TOILET |  |  | EAF-L05-01 |  | Kruger | MTD SILENT 160 |  | 3_12_1 | HVAC | Extract MV Fans |  | 3 | KW | 0.2 | [8 empty] | As New Condition | NA
On RH side of local isolator switch | SIN | SINW | L06 | F51-WCH | HANDICAP TOILET |  |  | EAF-L06-01 |  | Kruger | MTD SILENT 160 |  | 3_12_1 | HVAC | Extract MV Fans |  | 3 | KW | 0.2 | [8 empty] | As New Condition | NA
On RH side of local isolator switch | SIN | SINW | L07 | G50-RF | LOWER ROOF |  |  | EAF-LRF-01 |  | Kruger | TDA710-V-14AA-9-9/24/AL |  | 3_12_1 | HVAC | Gas Extract Fans |  | 3 | KW | 4 | [8 empty] | As New Condition | NA
On RH side of local isolator switch | SIN | SINW | L07 | G50-RF | LOWER ROOF |  |  | EAF-LRF-02 |  | Kruger | TDA710-V-12AA-7-7/30/AL |  | 3_12_1 | HVAC | Gas Extract Fans |  | 3 | KW | 4 | [8 empty] | As New Condition | NA
On RH side of local isolator switch | SIN | SINW | L07 | G50-RF | LOWER ROOF |  |  | EAF-LRF-03 |  | Kruger | TDA710-V-14AA-9-9/24/AL |  | 3_12_1 | HVAC | Gas Extract Fans |  | 3 | KW | 4 | [8 empty] | As New Condition | NA
On RH side of local isolator switch | SIN | SINW | L07 | G50-RF | LOWER ROOF |  |  | EAF-LRF-04 |  | Kruger | TDA710-V-14AA-9-9/24/AL |  | 3_12_1 | HVAC | Gas Extract Fans |  | 3 | KW | 4 | [8 empty] | As New Condition | NA
On RH side of local isolator switch | SIN | SINW | L07 | G50-RF | LOWER ROOF |  |  | EAF-LRF-07 |  | Kruger | TDA560-V-12AA-9-9/12/AL |  | 3_12_1 | HVAC | Gas Extract Fans |  | 3 | KW | 0.75 | [8 empty] | As New Condition | NA
On RH side of local isolator switch | SIN | SINW | L07 | G50-RF | LOWER ROOF |  |  | EAF-LRF-08 |  | Kruger | TDA630-V-12AA-9-9/12/AL |  | 3_12_1 | HVAC | Gas Extract Fans |  | 3 | KW | 0.75 | [8 empty] | As New Condition | NA
On RH side of local isolator switch | SIN | SINW | L01 | A55-FCC | FIRE CONTROL CENTRE |  |  | FCU-L01-01 | 31893671117007 | Trane | HCCA18NNM |  | 3_6_1 | HVAC | Fan Coil Units |  | 3 | kW | 0.47 | [8 empty] | As New Condition | NA
On RH side of local isolator switch | SIN | SINW | L01 | A55-FCC | FIRE CONTROL CENTRE |  |  | FCU-L01-02 | 31893671117008 | Trane | HCCA18NNM |  | 3_6_1 | HVAC | Fan Coil Units |  | 3 | kW | 0.47 | [8 empty] | As New Condition | NA
On RH side of local isolator switch | SIN | SINW | L01 | A54-MR1 | Meeting Room 1 |  |  | FCU-L01-03 | 31893571117004 | Trane | HCCA18PNM |  | 3_6_1 | HVAC | Fan Coil Units |  | 3 | kW | 0.47 | [8 empty] | As New Condition | NA
On RH side of local isolator switch | SIN | SINW | L01 | A54-MR2 | Meeting Room 2 |  |  | FCU-L01-04 | 31893671117009 | Trane | HCCA18NNM |  | 3_6_1 | HVAC | Fan Coil Units |  | 3 | kW | 0.47 | [8 empty] | As New Condition | NA
On RH side of local isolator switch | SIN | SINW | L01 | A54-NOC1 | NETWORK OPERATION CENTRE 1 |  |  | FCU-L01-05 | 31893280105006 | Trane | HCCA24NNM |  | 3_6_1 | HVAC | Fan Coil Units |  | 3 | kW | 0.9 | [8 empty] | As New Condition | NA
On RH side of local isolator switch | SIN | SINW | L01 | A54-NOC2 | NOC STORE / SERVER ROOM 2 |  |  | FCU-L01-06 | 31893380105001 | Trane | HCCA24PNM |  | 3_6_1 | HVAC | Fan Coil Units |  | 3 | kW | 0.9 | [8 empty] | As New Condition | NA
On RH side of local isolator switch | SIN | SINW | L01 | A50-LB1 | GS MAIN LOBBY |  |  | FCU-L01-07 | 31893280105007 | Trane | HCCA24NNM |  | 3_6_1 | HVAC | Fan Coil Units |  | 3 | kW | 0.9 | [8 empty] | As New Condition | NA
On RH side of local isolator switch | SIN | SINW | L01 | A54-REC | RECEPTION/SECURITY |  |  | FCU-L01-08 | 31893380105002 | Trane | HCCA24PNM |  | 3_6_1 | HVAC | Fan Coil Units |  | 3 | kW | 0.9 | [8 empty] | As New Condition | NA
On RH side of local isolator switch | SIN | SINW | L01 | A54-GSO1 | GS OFFICES (STAFF AREA) |  |  | FCU-L01-09 | 31893280105004 | Trane | HCCA24NNM |  | 3_6_1 | HVAC | Fan Coil Units |  | 3 | kW | 0.9 | [8 empty] | As New Condition | NA
On RH side of local isolator switch | SIN | SINW | L01 | A54-GSO2 | GS OFFICES (MANAGEMENT AREA) |  |  | FCU-L01-10 | 31893280105005 | Trane | HCCA24NNM |  | 3_6_1 | HVAC | Fan Coil Units |  | 3 | kW | 0.9 | [8 empty] | As New Condition | NA
On RH side of local isolator switch | SIN | SINW | L01 | A01-TLR | TENANT RECEPTION |  |  | FCU-L01-11 | 1M121705885 | Trane | LWHA063 |  | 3_6_1 | HVAC | Fan Coil Units |  | 3 | kW | 1.5 | [8 empty] | As New Condition | NA
On RH side of local isolator switch | SIN | SINW | L01 | A54-MR4 | MEETING ROOM 4 |  |  | FCU-L01-12 | 31893680205002 | Trane | HCCA18NNM |  | 3_6_1 | HVAC | Fan Coil Units |  | 3 | kW | 0.47 | [8 empty] | As New Condition | NA
On RH side of local isolator switch | SIN | SINW | L01 | A54-MR3 | MEETING ROOM 3 |  |  | FCU-L01-13 | 31893571117003 | Trane | HCCA18PNM |  | 3_6_1 | HVAC | Fan Coil Units |  | 3 | kW | 0.47 | [8 empty] | As New Condition | NA
On RH side of local isolator switch | SIN | SINW | L01 | A54-GSO1 | GS OFFICES (STAFF AREA) |  |  | FCU-L01-14 | 31893671117004 | Trane | HCCA18NNM |  | 3_6_1 | HVAC | Fan Coil Units |  | 3 | kW | 0.47 | [8 empty] | As New Condition | NA
On RH side of local isolator switch | SIN | SINW | L01 | A50-CAN | BREAKOUT AREA |  |  | FCU-L01-15 | 31893571117005 | Trane | HCCA18PNM |  | 3_6_1 | HVAC | Fan Coil Units |  | 3 | kW | 0.47 | [8 empty] | As New Condition | NA
On RH side of local isolator switch | SIN | SINW | L01 | A54-STOR2 | Storage Room 2 |  |  | FCU-L01-16 | 31893671117005 | Trane | HCCA18NNM |  | 3_6_1 | HVAC | Fan Coil Units |  | 3 | kW | 0.47 | [8 empty] | As New Condition | NA
On RH side of local isolator switch | SIN | SINW | L01 | A54-STOR3 | Storage Room 3 |  |  | FCU-L01-17 | 31893671117006 | Trane | HCCA18NNM |  | 3_6_1 | HVAC | Fan Coil Units |  | 3 | kW | 0.47 | [8 empty] | As New Condition | NA
On RH side of local isolator switch | SIN | SINW | L01 | A51-WCF | FEMALE TOILET |  |  | FCU-L01-18 | 31893680205001 | Trane | HCCA18NNM |  | 3_6_1 | HVAC | Fan Coil Units |  | 3 | kW | 0.47 | [8 empty] | As New Condition | NA
On RH side of local isolator switch | SIN | SINW | L01 | A54-STOR4 | Storage Room 4 |  |  | FCU-L01-19 | 1M121705886 | Trane | LWHA053 |  | 3_6_1 | HVAC | Fan Coil Units |  | 3 | kW | 2.2 | [8 empty] | As New Condition | NA
On RH side of local isolator switch | SIN | SINW | L01 | A54-BWRKSP | BOH WORKSHOPS |  |  | FCU-L01-20 | 31893571117001 | Trane | HCCA18PNM |  | 3_6_1 | HVAC | Fan Coil Units |  | 3 | kW | 0.47 | [8 empty] | As New Condition | NA
On RH side of local isolator switch | SIN | SINW | L01 | A54-BWRKSP | BOH WORKSHOPS |  |  | FCU-L01-21 | 31893571117002 | Trane | HCCA18PNM |  | 3_6_1 | HVAC | Fan Coil Units |  | 3 | kW | 0.47 | [8 empty] | As New Condition | NA
On RH side of local isolator switch | SIN | SINW | L01 | A50-COR1 | CORRIDOR 1 |  |  | FCU-L01-22 | 31893571117006 | Trane | HCCA18PNM |  | 3_6_1 | HVAC | Fan Coil Units |  | 3 | kW | 0.47 | [8 empty] | As New Condition | NA
On RH side of local isolator switch | SIN | SINW | L01 | A50-COR2 | CORRIDOR 1 |  |  | FCU-L01-23 | 31893680205003 | Trane | HCCA18NNM |  | 3_6_1 | HVAC | Fan Coil Units |  | 3 | kW | 0.47 | [8 empty] | As New Condition | NA
On RH side of local isolator switch | SIN | SINW | L01 | A53-CHPR | CHILLER PLANT ROOM |  |  | FCU-L01-24 |  | Trane | CLCPXP012 |  | 3_6_1 | HVAC | Fan Coil Units |  | 3 | kW | 3 | [8 empty] | As New Condition | NA
On RH side of local isolator switch | SIN | SINW | L01 | A53-MDFA | Chiller Plant Room |  |  | FCU-L01-25 | 1M121706175 | Trane | CLCPXP012 |  | 3_6_1 | HVAC | Fan Coil Units |  | 3 | kW | 3 | [8 empty] | As New Condition | NA
On RH side of local isolator switch | SIN | SINW | L01 | A53-MDFA | Chiller Plant Room |  |  | FCU-L01-26 | 1M121706176 | Trane | CLCPXP012 |  | 3_6_1 | HVAC | Fan Coil Units |  | 3 | kW | 3 | [8 empty] | As New Condition | NA
On RH side of local isolator switch | SIN | SINW | L01 | A53-CHPR | CHILLER PLANT ROOM |  |  | FCU-L01-27 |  | Trane | CLCPXP012 |  | 3_6_1 | HVAC | Fan Coil Units |  | 3 | kW | 3 | [8 empty] | As New Condition | NA
On RH side of local isolator switch | SIN | SINW | L01 | A53-MDFA | Chiller Plant Room |  |  | FCU-L01-28 | 1M121706175 | Trane | CLCPXP012 |  | 3_6_1 | HVAC | Fan Coil Units |  | 3 | kW | 3 | [8 empty] | As New Condition | NA
On RH side of local isolator switch | SIN | SINW | L01 | A53-MDFA | Chiller Plant Room |  |  | FCU-L01-29 | 1M121706176 | Trane | CLCPXP012 |  | 3_6_1 | HVAC | Fan Coil Units |  | 3 | kW | 3 | [8 empty] | As New Condition | NA
On RH side of local isolator switch | SIN | SINW | L01 | A53-MDFA | MDF ROOM WEST |  |  | FCU-L01-30 | 1M121705888 | Trane | LWHA083 |  | 3_6_1 | HVAC | Fan Coil Units |  | 3 | kW | 2.2 | [8 empty] | As New Condition | NA
On RH side of local isolator switch | SIN | SINW | L01 | A53-MDFA | MDF ROOM WEST |  |  | FCU-L01-31 | 1M121705890 | Trane | LWHA083 |  | 3_6_1 | HVAC | Fan Coil Units |  | 3 | kW | 2.2 | [8 empty] | As New Condition | NA
On RH side of local isolator switch | SIN | SINW | L01 | A53-MDFB | MDF ROOM EAST |  |  | FCU-L01-32 | 1M121705887 | Trane | LWHA083 |  | 3_6_1 | HVAC | Fan Coil Units |  | 3 | kW | 2.2 | [8 empty] | As New Condition | NA
On RH side of local isolator switch | SIN | SINW | L01 | A53-MDFB | MDF ROOM EAST |  |  | FCU-L01-33 | 1M121705889 | Trane | LWHA083 |  | 3_6_1 | HVAC | Fan Coil Units |  | 3 | kW | 2.2 | [8 empty] | As New Condition | NA
On RH side of local isolator switch | SIN | SINW | L01 | A55-ICMSA | SECUIRTY/ICMS ROOM WEST |  |  | FCU-L01-34 | 1M121705891 | Trane | LWHA11 |  | 3_6_1 | HVAC | Fan Coil Units |  | 3 | kW | 4 | [8 empty] | As New Condition | NA
On RH side of local isolator switch | SIN | SINW | L01 | A55-ICMSA | SECUIRTY/ICMS ROOM WEST |  |  | FCU-L01-35 | 1M121705893 | Trane | LWHA11 |  | 3_6_1 | HVAC | Fan Coil Units |  | 3 | kW | 4 | [8 empty] | As New Condition | NA
On RH side of local isolator switch | SIN | SINW | L01 | A55-ICMSB | SECUIRTY/ICMS ROOM EAST |  |  | FCU-L01-36 | 1M121705894 | Trane | LWHA113 |  | 3_6_1 | HVAC | Fan Coil Units |  | 3 | kW | 4 | [8 empty] | As New Condition | NA
On RH side of local isolator switch | SIN | SINW | L01 | A55-ICMSB | SECUIRTY/ICMS ROOM EAST |  |  | FCU-L01-37 | 1M121705892 | Trane | LWHA113 |  | 3_6_1 | HVAC | Fan Coil Units |  | 3 | kW | 4 | [8 empty] | As New Condition | NA
On RH side of local isolator switch | SIN | SINW | L01 | A55-SECWEST | SECURITY ROOM WEST |  |  | FCU-L01-38 | 319833711170001 | Trane | HCCA14DNM |  | 3_6_1 | HVAC | Fan Coil Units |  | 3 | kW | 0.3 | [8 empty] | As New Condition | NA
On RH side of local isolator switch | SIN | SINW | L01 | A55-SECWEST | SECURITY ROOM WEST |  |  | FCU-L01-39 | 319665711170002 | Trane | HCCA14CNM |  | 3_6_1 | HVAC | Fan Coil Units |  | 3 | kW | 0.3 | [8 empty] | As New Condition | NA
On RH side of local isolator switch | SIN | SINW | L01 | A50-FFLA | FIRE FIGHTING LOBBY WEST |  |  | FCU-L01-40 | 31553171010002 | Trane | HCCA14ENM |  | 3_6_1 | HVAC | Fan Coil Units |  | 3 | kW | 0.3 | [8 empty] | As New Condition | NA
On RH side of local isolator switch | SIN | SINW | L01 | A50-FFLB | FIRE FIGHTING LOBBY EAST |  |  | FCU-L01-41 | 31966571117001 | Trane | HCCA14CNM |  | 3_6_1 | HVAC | Fan Coil Units |  | 3 | kW | 0.3 | [8 empty] | As New Condition | NA
On RH side of local isolator switch | SIN | SINW | L02 | B55-ICMSA | SECUIRTY/ICMS ROOM WEST |  |  | FCU-L02-01 | 31893271117004 | Trane | HCCA24NNM |  | 3_6_1 | HVAC | Fan Coil Units |  | 3 | kW | 0.75 | [8 empty] | As New Condition | NA
On RH side of local isolator switch | SIN | SINW | L02 | B55-ICMSA | SECUIRTY/ICMS ROOM WEST |  |  | FCU-L02-02 | 31893371117005 | Trane | HCCA24PNM |  | 3_6_1 | HVAC | Fan Coil Units |  | 3 | kW | 0.75 | [8 empty] | As New Condition | NA
On RH side of local isolator switch | SIN | SINW | L02 | B55-ICMSB | SECUIRTY/ICMS ROOM EAST |  |  | FCU-L02-03 | 31893271117005 | Trane | HCCA24NNM |  | 3_6_1 | HVAC | Fan Coil Units |  | 3 | kW | 0.75 | [8 empty] | As New Condition | NA
On RH side of local isolator switch | SIN | SINW | L02 | B55-ICMSB | SECUIRTY/ICMS ROOM EAST |  |  | FCU-L02-04 | 31893371117006 | Trane | HCCA24PNM |  | 3_6_1 | HVAC | Fan Coil Units |  | 3 | kW | 0.75 | [8 empty] | As New Condition | NA
On RH side of local isolator switch | SIN | SINW | L03 | C55-ICMSA | SECUIRTY/ICMS ROOM WEST |  |  | FCU-L03-01 | 31893271117007 | Trane | HCCA24NNM |  | 3_6_1 | HVAC | Fan Coil Units |  | 3 | kW | 0.75 | [8 empty] | As New Condition | NA
On RH side of local isolator switch | SIN | SINW | L03 | C55-ICMSA | SECUIRTY/ICMS ROOM WEST |  |  | FCU-L03-02 | 31893371117001 | Trane | HCCA24PNM |  | 3_6_1 | HVAC | Fan Coil Units |  | 3 | kW | 0.75 | [8 empty] | As New Condition | NA
On RH side of local isolator switch | SIN | SINW | L03 | C55-ICMSB | SECUIRTY/ICMS ROOM EAST |  |  | FCU-L03-03 | 31893271117008 | Trane | HCCA24NNM |  | 3_6_1 | HVAC | Fan Coil Units |  | 3 | kW | 0.75 | [8 empty] | As New Condition | NA
On RH side of local isolator switch | SIN | SINW | L03 | C55-ICMSB | SECUIRTY/ICMS ROOM EAST |  |  | FCU-L03-04 | 31893371117004 | Trane | HCCA24PNM |  | 3_6_1 | HVAC | Fan Coil Units |  | 3 | kW | 0.75 | [8 empty] | As New Condition | NA
On RH side of local isolator switch | SIN | SINW | L04 | D55-ICMSA | SECUIRTY/ICMS ROOM WEST |  |  | FCU-L04-01 | 31893271117006 | Trane | HCCA24NNM |  | 3_6_1 | HVAC | Fan Coil Units |  | 3 | kW | 0.75 | [8 empty] | As New Condition | NA
On RH side of local isolator switch | SIN | SINW | L04 | D55-ICMSA | SECUIRTY/ICMS ROOM WEST |  |  | FCU-L04-02 | 31893380105003 | Trane | HCCA24PNM |  | 3_6_1 | HVAC | Fan Coil Units |  | 3 | kW | 0.75 | [8 empty] | As New Condition | NA
On RH side of local isolator switch | SIN | SINW | L04 | D55-ICMSB | SECUIRTY/ICMS ROOM EAST |  |  | FCU-L04-03 | 31893280105001 | Trane | HCCA24NNM |  | 3_6_1 | HVAC | Fan Coil Units |  | 3 | kW | 0.75 | [8 empty] | As New Condition | NA
On RH side of local isolator switch | SIN | SINW | L04 | D55-ICMSB | SECUIRTY/ICMS ROOM EAST |  |  | FCU-L04-04 | 31893380105004 | Trane | HCCA24PNM |  | 3_6_1 | HVAC | Fan Coil Units |  | 3 | kW | 0.75 | [8 empty] | As New Condition | NA
On RH side of local isolator switch | SIN | SINW | L05 | E55-ICMSA | SECUIRTY/ICMS ROOM WEST |  |  | FCU-L05-01 | 31893271117001 | Trane | HCCA24PNM |  | 3_6_1 | HVAC | Fan Coil Units |  | 3 | kW | 0.75 | [8 empty] | As New Condition | NA
On RH side of local isolator switch | SIN | SINW | L05 | E55-ICMSA | SECUIRTY/ICMS ROOM WEST |  |  | FCU-L05-02 | 31893371117002 | Trane | HCCA24NNM |  | 3_6_1 | HVAC | Fan Coil Units |  | 3 | kW | 0.75 | [8 empty] | As New Condition | NA
On RH side of local isolator switch | SIN | SINW | L05 | E55-ICMSB | SECUIRTY/ICMS ROOM EAST |  |  | FCU-L05-03 | 31892371117002 | Trane | HCCA24PNM |  | 3_6_1 | HVAC | Fan Coil Units |  | 3 | kW | 0.75 | [8 empty] | As New Condition | NA
On RH side of local isolator switch | SIN | SINW | L05 | E55-ICMSB | SECUIRTY/ICMS ROOM EAST |  |  | FCU-L05-04 | 31893371117003 | Trane | HCCA24NNM |  | 3_6_1 | HVAC | Fan Coil Units |  | 3 | kW | 0.75 | [8 empty] | As New Condition | NA
On RH side of local isolator switch | SIN | SINW | L06 | F55-ICMSA | SECUIRTY/ICMS ROOM WEST |  |  | FCU-L06-01 | 31893271117003 | Trane | HCCA24NNM |  | 3_6_1 | HVAC | Fan Coil Units |  | 3 | kW | 0.75 | [8 empty] | As New Condition | NA
On RH side of local isolator switch | SIN | SINW | L06 | F55-ICMSA | SECUIRTY/ICMS ROOM WEST |  |  | FCU-L06-02 | 31893380105005 | Trane | HCCA24PNM |  | 3_6_1 | HVAC | Fan Coil Units |  | 3 | kW | 0.75 | [8 empty] | As New Condition | NA
On RH side of local isolator switch | SIN | SINW | L06 | F55-ICMSB | SECUIRTY/ICMS ROOM EAST |  |  | FCU-L06-03 | 31893280105002 | Trane | HCCA24NNM |  | 3_6_1 | HVAC | Fan Coil Units |  | 3 | kW | 0.75 | [8 empty] | As New Condition | NA
On RH side of local isolator switch | SIN | SINW | L06 | F55-ICMSB | SECUIRTY/ICMS ROOM EAST |  |  | FCU-L06-04 | 31893380105006 | Trane | HCCA24PNM |  | 3_6_1 | HVAC | Fan Coil Units |  | 3 | kW | 0.75 | [8 empty] | As New Condition | NA
Adjacent to name / data plate | SIN | SINW | L07 | G50-Roof | LOWER ROOF |  |  | FWBP-PV-01 |  | Zilmet | Ultra-Pro 200V |  | 3_32_2 | HVAC | Pressure Vessel for Flush Water Booster Pump |  | 3 | bar | 10 | [8 empty] | As New Condition | NA
On LH side of local isolating switch | SIN | SINW | L07 | G50-Roof | LOWER ROOF |  |  | FWBP-R-01 |  | Movitec | VF015/02-B1D13FS090D5UW |  | 3_29_2 | HVAC | Flush Water Booster Pump (Duty) |  | 3 | Litres/sec | 4.746 | [8 empty] | As New Condition | NA
On LH side of local isolating switch | SIN | SINW | L07 | G50-Roof | LOWER ROOF |  |  | FWBP-R-02 |  | Movitec | VF015/02-B1D13FS090D5UW |  | 3_29_2 | HVAC | Flush Water Booster Pump (Standby) |  | 3 | Litres/sec | 4.746 | [8 empty] | As New Condition | NA
Adjacent to Access Ladder | SIN | SINW | L07 | G50-Roof | LOWER ROOF |  |  | FWST |  | Sungil | GRP |  | 3_20 | HVAC | Flush Water Storage Tank |  | 3 | Cu metre | 10 | [8 empty] | As New Condition | NA
On RH side of local isolator switch | SIN | SINW | D08 | HXT-DCB | DRUPS CONTAINER EAST |  |  | LB-TX-RF-01 | 1723907005 | Wonder Electric Motor | WY180L-4 |  | 3_12_1 | HVAC | Radiator Fan Motor |  | 3 | HP | 30 | [8 empty] | As New Condition | NA
On RH side of local isolator switch | SIN | SINW | L01 | AXT-DCWEST | DRUPS CONTAINER WEST |  |  | MVSG-DPL1-17- | 1743502044 | Wonder Electric Motor | WY180L-4 |  | 3_12_1 | HVAC | Radiator Fan Motor |  | 1 | HP | 30 | [8 empty] | As New Condition | NA
Above specification label | SIN | SINW | L01 | AXT-DCWEST | DRUPS CONTAINER WEST |  |  | MVSG-DPL1-17- | PX7475-17RD | Perfex | PC424C3V |  | 3_3_1 | HVAC | Heat Exchanger |  | 2 | BTU/MIN | AC - 36968 / JW - 47328 | [8 empty] | As New Condition | NA
On RH side of local isolator switch | SIN | SINW | L01 | AXT-DCEAST | DRUPS CONTAINER EAST |  |  | MVSG-DPL1-18- | 1718613012 | Wonder Electric Motor | WY180L-4 |  | 3_12_1 | HVAC | Radiator Fan Motor |  | 3 | HP | 30 | [8 empty] | As New Condition | NA
On RH side of local isolator switch | SIN | SINW | L01 | AXT-DCEAST | DRUPS CONTAINER EAST |  |  | MVSG-DPL1-18- | 1743502009 | Wonder Electric Motor | WY180L-4 |  | 3_12_1 | HVAC | Radiator Fan Motor |  | 3 | HP | 30 | [8 empty] | As New Condition | NA
On RH side of local isolator switch | SIN | SINW | L01 | AXT-DCEAST | DRUPS CONTAINER EAST |  |  | MVSG-DPL1-18- | 1718613004 | Wonder Electric Motor | WY180L-4 |  | 3_12_1 | HVAC | Radiator Fan Motor |  | 3 | HP | 30 | [8 empty] | As New Condition | NA
On RH side of local isolator switch | SIN | SINW | L01 | AXT-DCEAST | DRUPS CONTAINER EAST |  |  | MVSG-DPL1-18- | 1718613011 | Wonder Electric Motor | WY180L-4 |  | 3_12_1 | HVAC | Radiator Fan Motor |  | 1 | HP | 30 | [8 empty] | As New Condition | NA
On RH side of local isolator switch | SIN | SINW | D02 | BXT-DCWEST | DRUPS CONTAINER WEST |  |  | MVSG-DPL2-13- | 1743502023 | Wonder Electric Motor | WY180L-4 |  | 3_12_1 | HVAC | Radiator Fan Motor |  | 3 | HP | 30 | [8 empty] | As New Condition | NA
Above specification label | SIN | SINW | D03 | CXT-DCEAST | DRUPS CONTAINER EAST |  |  | MVSG-DPL4-02- | PX7474-17RD | Perfex | PC424C3V |  | 3_3_1 | HVAC | Heat Exchanger |  | 2 | BTU/MIN | AC - 36968 / JW - 47328 | [8 empty] | As New Condition | NA
On RH side of local isolator switch | SIN | SINW | D04 | DXT-DCWEST | DRUPS CONTAINER WEST |  |  | MVSG-DPL4-08- | 1743502004 | Wonder Electric Motor | WY180L-4 |  | 3_12_1 | HVAC | Radiator Fan Motor |  | 3 | HP | 30 | [8 empty] | As New Condition | NA
On RH side of local isolator switch | SIN | SINW | D04 | DXT-DCWEST | DRUPS CONTAINER WEST |  |  | MVSG-DPL4-08- | 1743502039 | Wonder Electric Motor | WY180L-4 |  | 3_12_1 | HVAC | Radiator Fan Motor |  | 3 | HP | 30 | [8 empty] | As New Condition | NA
On RH side of local isolator switch | SIN | SINW | D04 | DXT-DCWEST | DRUPS CONTAINER WEST |  |  | MVSG-DPL4-08- | 17435020333 | Wonder Electric Motor | WY180L-4 |  | 3_12_1 | HVAC | Radiator Fan Motor |  | 1 | HP | 30 | [8 empty] | As New Condition | NA
Above specification label | SIN | SINW | D04 | DXT-DCWEST | DRUPS CONTAINER WEST |  |  | MVSG-DPL4-08- | PX7480-17RD | Perfex | PC424C3V |  | 3_3_1 | HVAC | Heat Exchanger |  | 2 | BTU/MIN | AC - 36968 / JW - 47328 | [8 empty] | As New Condition | NA
On RH side of local isolator switch | SIN | SINW | D04 | DXT-DCEAST | DRUPS CONTAINER EAST |  |  | MVSG-DPL5-03- | 1743502003 | Wonder Electric Motor | WY180L-4 |  | 3_12_1 | HVAC | Radiator Fan Motor |  | 3 | HP | 30 | [8 empty] | As New Condition | NA
On RH side of local isolator switch | SIN | SINW | D04 | DXT-DCEAST | DRUPS CONTAINER EAST |  |  | MVSG-DPL5-03- | 1743502043 | Wonder Electric Motor | WY180L-4 |  | 3_12_1 | HVAC | Radiator Fan Motor |  | 3 | HP | 30 | [8 empty] | As New Condition | NA
On RH side of local isolator switch | SIN | SINW | D06 | FXT-DCEAST | DRUPS CONTAINER EAST |  |  | MVSG-DPL7-11- | 1718613006 | Wonder Electric Motor | WY180L-4 |  | 3_12_1 | HVAC | Radiator Fan Motor |  | 3 | HP | 30 | [8 empty] | As New Condition | NA
On RH side of local isolator switch | SIN | SINW | D06 | FXT-DCEAST | DRUPS CONTAINER EAST |  |  | MVSG-DPL7-11- | 1743502040 | Wonder Electric Motor | WY180L-4 |  | 3_12_1 | HVAC | Radiator Fan Motor |  | 1 | HP | 30 | [8 empty] | As New Condition | NA
Above specification label | SIN | SINW | D06 | FXT-DCEAST | DRUPS CONTAINER EAST |  |  | MVSG-DPL7-11- | PX7482-17RD | Perfex | PC424C3V |  | 3_3_1 | HVAC | Heat Exchanger |  | 2 | BTU/MIN | AC - 36968 / JW - 47328 | [8 empty] | As New Condition | NA
On RH side of local isolator switch | SIN | SINW | D07 | GXT-DCWEST | DRUPS CONTAINER WEST |  |  | MVSG-DPL8-06- | 1723907015 | Wonder Electric Motor | WY180L-4 |  | 3_12_1 | HVAC | Radiator Fan Motor |  | 3 | HP | 30 | [8 empty] | As New Condition | NA
On RH side of local isolator switch | SIN | SINW | D07 | GXT-DCWEST | DRUPS CONTAINER WEST |  |  | MVSG-DPL8-06- | 1708203029 | Wonder Electric Motor | WY180L-4 |  | 3_12_1 | HVAC | Radiator Fan Motor |  | 3 | HP | 30 | [8 empty] | As New Condition | NA
On RH side of local isolator switch | SIN | SINW | D07 | GXT-DCWEST | DRUPS CONTAINER WEST |  |  | MVSG-DPL8-06- | 1723907019 | Wonder Electric Motor | WY180L-4 |  | 3_12_1 | HVAC | Radiator Fan Motor |  | 3 | HP | 30 | [8 empty] | As New Condition | NA
On LH side of local isolating switch | SIN | SINW | L01 | AXT-UGNWTA1 | Underground NEWater Tank 1 |  |  | MWP-L01-01 |  | Grundfos | SP30-8N-13C16908 / 7.5KW |  | 3_29_2 | HVAC | Make-Up Water Pump for Newater Storage Tank 1 (Duty) |  | 3 | Litres/sec | 8 | [8 empty] | As New Condition | NA
On LH side of local isolating switch | SIN | SINW | L01 | AXT-UGNWTA1 | Underground NEWater Tank 1 |  |  | MWP-L01-01 |  | KSB | Amarex NF 50-170/002ULG-90 |  | 3_29_2 | HVAC | NEWater Overflow Sump Pump (Duty) |  | 3 | Litres/sec | 5 | [8 empty] | As New Condition | NA
On LH side of local isolating switch | SIN | SINW | L01 | AXT-UGNWTA2 | Underground NEWater Tank 2 |  |  | MWP-L01-02 |  | Grundfos | SP30-8N-13C16908 / 7.5KW |  | 3_29_2 | HVAC | Make-Up Water Pump for Newater Storage Tank 1 (Standby) |  | 3 | Litres/sec | 8 | [8 empty] | As New Condition | NA
On LH side of local isolating switch | SIN | SINW | L01 | AXT-UGNWTA2 | Underground NEWater Tank 2 |  |  | MWP-L01-02 |  | KSB | Amarex NF 50-170/002ULG-90 |  | 3_29_2 | HVAC | NEWater Overflow Sump Pump (Duty) |  | 3 | Litres/sec | 5 | [8 empty] | As New Condition | NA
On LH side of local isolating switch | SIN | SINW | L01 | AXT-UGNWTA3 | Underground NEWater Tank 3 |  |  | MWP-L01-03 |  | Grundfos | SP30-8N-13C16908 / 7.5KW |  | 3_29_2 | HVAC | Make-Up Water Pump for Newater Storage Tank 1 (Duty) |  | 3 | Litres/sec | 8 | [8 empty] | As New Condition | NA
On LH side of local isolating switch | SIN | SINW | L01 | AXT-UGNWTA3 | Underground NEWater Tank 3 |  |  | MWP-L01-03 |  | KSB | Amarex NF 50-170/002ULG-90 |  | 3_29_2 | HVAC | NEWater Overflow Sump Pump (Duty) |  | 3 | Litres/sec | 5 | [8 empty] | As New Condition | NA
On LH side of local isolating switch | SIN | SINW | L01 | AXT-UGNWTA4 | Underground NEWater Tank 4 |  |  | MWP-L01-04 |  | Grundfos | SP30-8N-13C16908 / 7.5KW |  | 3_29_2 | HVAC | Make-Up Water Pump for Newater Storage Tank 1 (Standby) |  | 3 | Litres/sec | 8 | [8 empty] | As New Condition | NA
On LH side of local isolating switch | SIN | SINW | L01 | AXT-UGNWTA4 | Underground NEWater Tank 4 |  |  | MWP-L01-04 |  | KSB | Amarex NF 50-170/002ULG-90 |  | 3_29_2 | HVAC | NEWater Overflow Sump Pump (Duty) |  | 3 | Litres/sec | 5 | [8 empty] | As New Condition | NA
Adjacent to Access Ladder | SIN | SINW | L01 | AXT-UGNWTA1 | Underground NEWater Tank 1 |  |  | NWTA1 |  | Reinforced Concrete | 5m(W) x 15.4545m (L) x 6m(D) |  | 3_20 | HVAC | NEWater Tank 1 |  | 3 | Cu metre | 321 | [8 empty] | As New Condition | NA
Adjacent to Access Ladder | SIN | SINW | L01 | AXT-UGNWTA2 | Underground NEWater Tank 2 |  |  | NWTA2 |  | Reinforced Concrete | 5m(W) x 15.4545m (L) x 6m(D) |  | 3_20 | HVAC | NEWater Tank 2 |  | 3 | Cu metre | 321 | [8 empty] | As New Condition | NA
Adjacent to Access Ladder | SIN | SINW | L01 | AXT-UGNWTA3 | Underground NEWater Tank 3 |  |  | NWTA3 |  | Reinforced Concrete | 5m(W) x 15.4545m (L) x 6m(D) |  | 3_20 | HVAC | NEWater Tank 3 |  | 3 | Cu metre | 321 | [8 empty] | As New Condition | NA
Adjacent to Access Ladder | SIN | SINW | L01 | AXT-UGNWTA4 | Underground NEWater Tank 4 |  |  | NWTA4 |  | Reinforced Concrete | 5m(W) x 15.4545m (L) x 6m(D) |  | 3_20 | HVAC | NEWater Tank 4 |  | 3 | Cu metre | 321 | [8 empty] | As New Condition | NA
On RH side of local isolator switch | SIN | SINW | L01 | A54-FCC | FIRE CONTROL CENTRE |  |  | OAF-L01-01 |  | Kruger | TDA450-FV-12AA-5-5/18/AL |  | 3_12_1 | HVAC | Supply MV Fans |  | 3 | KW | 0.37 | [8 empty] | As New Condition | NA
On RH side of local isolator switch | SIN | SINW | L01 | A53-DWTP | DOMESTIC WATER TANK & PUMP ROOM |  |  | OAF-L01-02 |  | Kruger | TDA400-V-9AA-5-5/16/AL |  | 3_12_1 | HVAC | Supply MV Fans |  | 3 | KW | 0.37 | [8 empty] | As New Condition | NA
On RH side of local isolator switch | SIN | SINW | L01 | A53-GSRWEST | GAS SUPPRESSION ROOM WEST |  |  | OAF-L01-03 |  | Kruger | TDA355-FV-12AA-5-5/30/AL |  | 3_12_1 | HVAC | Supply MV Fans |  | 3 | KW | 0.37 | [8 empty] | As New Condition | NA
On RH side of local isolator switch | SIN | SINW | L01 | A51-ST1 | STAIRCASE 1 |  |  | OAF-URF-01 |  | Kruger | TDA400-V-9AA-5-5/30/AL |  | 3_12_1 | HVAC | Supply MV Fans |  | 3 | KW | 0.37 | [8 empty] | As New Condition | NA
On RH side of local isolator switch | SIN | SINW | L01 | A51-ST2 | STAIRCASE 2 |  |  | OAF-URF-02 |  | Kruger | TDA400-V-9AA-5-5/30/AL |  | 3_12_1 | HVAC | Supply MV Fans |  | 3 | KW | 0.37 | [8 empty] | As New Condition | NA
On RH side of local isolator switch | SIN | SINW | L01 | A50-FFLA | FIRE FIGHTING LOBBY WEST |  |  | OAF-URF-03 |  | Kruger | TDA450-FV-12AA-7-7/36/AL |  | 3_12_1 | HVAC | Supply MV Fans |  | 3 | KW | 0.75 | [8 empty] | As New Condition | NA
On RH side of local isolator switch | SIN | SINW | L01 | A50-FFLB | FIRE FIGHTING LOBBY EAST |  |  | OAF-URF-04 |  | Kruger | TDA560-FV-12AA-7-7/22/AL |  | 3_12_1 | HVAC | Supply MV Fans |  | 3 | KW | 1.1 | [8 empty] | As New Condition | NA
On RH side of local isolator switch | SIN | SINW | L01 | AXT-AHUA | AHU DRUPS WEST |  |  | PAU-L01-01 |  | Air-Change SEA | PCU2000-VSD-EC |  | 3_7_1 | HVAC | Air Handling Units |  | 3 | kW | 10.11 | [8 empty] | As New Condition | L1 Offices / General
On RH side of local isolator switch | SIN | SINW | L01 | A54-WRKSP | BOH WORKSHOPS |  |  | PAU-L01-02 |  | Air-Change SEA | PCU2000-VSD-EC |  | 3_7_1 | HVAC | Air Handling Units |  | 3 | kW | 10.11 | [8 empty] | As New Condition | L1 Offices / General
On RH side of local isolator switch | SIN | SINW | L07 | G50-LR | LOWER ROOF |  |  | PAU-RF-01 |  | Air-Change SEA | PCU6000-VSD-EC |  | 3_7_1 | HVAC | Air Handling Units |  | 3 | kW | 31.16 | [8 empty] | As New Condition | L2 - L6 Data Suites (East)
On RH side of local isolator switch | SIN | SINW | L07 | G50-LR | LOWER ROOF |  |  | PAU-RF-02 |  | Air-Change SEA | PCU6000-VSD-EC |  | 3_7_1 | HVAC | Air Handling Units |  | 3 | kW | 31.16 | [8 empty] | As New Condition | L2 - L6 Data Suites (East)
On RH side of local isolator switch | SIN | SINW | L07 | G50-LR | LOWER ROOF |  |  | PAU-RF-03 |  | Air-Change SEA | PCU6000-VSD-EC |  | 3_7_1 | HVAC | Air Handling Units |  | 3 | kW | 31.16 | [8 empty] | As New Condition | L2 - L6 Data Suites (West)
On RH side of local isolator switch | SIN | SINW | L07 | G50-LR | LOWER ROOF |  |  | PAU-RF-04 |  | Air-Change SEA | PCU6000-VSD-EC |  | 3_7_1 | HVAC | Air Handling Units |  | 3 | kW | 31.16 | [8 empty] | As New Condition | L2 - L6 Data Suites (West)
On RH side of local isolator switch | SIN | SINW | L01 | A51-ST1 | STAIRCASE 1 |  |  | SPF-URF-01 |  | Kruger | TDA900-FV-14AA-7-7/22/AL |  | 3_12_1 | HVAC | Supply MV Fans |  | 3 | KW | 11 | [8 empty] | As New Condition | NA
On RH side of local isolator switch | SIN | SINW | L01 | A51-ST2 | STAIRCASE 2 |  |  | SPF-URF-02 |  | Kruger | TDA900-FV-14AA-7-7/22/AL |  | 3_12_1 | HVAC | Supply MV Fans |  | 3 | KW | 11 | [8 empty] | As New Condition | NA
On Cartridge Base | SIN | SINW | L07 | G50-RF | LOWER ROOF |  |  | SSF-LRF-01 |  | VAF | Auto Filter - V500-4 |  | 3_15_2 | HVAC | Water Filter (Side Stream Filtration System) |  | 4 | NA | NA | [8 empty] | As New Condition | NA
On Cartridge Base | SIN | SINW | L07 | G50-RF | LOWER ROOF |  |  | SSF-LRF-02 |  | VAF | Auto Filter - V500-4 |  | 3_15_2 | HVAC | Water Filter (Side Stream Filtration System) |  | 4 | NA | NA | [8 empty] | As New Condition | NA
On Cartridge Base | SIN | SINW | L07 | G50-RF | LOWER ROOF |  |  | SSF-LRF-03 |  | VAF | Auto Filter - V500-4 |  | 3_15_2 | HVAC | Water Filter (Side Stream Filtration System) |  | 4 | NA | NA | [8 empty] | As New Condition | NA
On Cartridge Base | SIN | SINW | L07 | G50-RF | LOWER ROOF |  |  | SSF-LRF-04 |  | VAF | Auto Filter - V500-4 |  | 3_15_2 | HVAC | Water Filter (Side Stream Filtration System) |  | 4 | NA | NA | [8 empty] | As New Condition | NA
On Cartridge Base | SIN | SINW | L07 | G50-RF | LOWER ROOF |  |  | SSF-LRF-05 |  | VAF | Auto Filter - V500-4 |  | 3_15_2 | HVAC | Water Filter (Side Stream Filtration System) |  | 4 | NA | NA | [8 empty] | As New Condition | NA
On Cartridge Base | SIN | SINW | L07 | G50-RF | LOWER ROOF |  |  | SSF-LRF-06 |  | VAF | Auto Filter - V500-4 |  | 3_15_2 | HVAC | Water Filter (Side Stream Filtration System) |  | 4 | NA | NA | [8 empty] | As New Condition | NA
Above specification label | SIN | SINW | L01 | AXT-DCEAST | DRUPS CONTAINER EAST |  |  | TX/CK-DPL1-18- | PX7481-17RD | Perfex | PC424C3V |  | 3_3_1 | HVAC | Heat Exchanger |  | 2 | BTU/MIN | AC - 36968 / JW - 47328 | [8 empty] | As New Condition | NA
On RH side of local isolator switch | SIN | SINW | D02 | BXT-DCWEST | DRUPS CONTAINER WEST |  |  | TX/CK-DPL2-13- | 1743502029 | Wonder Electric Motor | WY180L-4 |  | 3_12_1 | HVAC | Radiator Fan Motor |  | 3 | HP | 30 | [8 empty] | As New Condition | NA
On RH side of local isolator switch | SIN | SINW | D02 | BXT-DCWEST | DRUPS CONTAINER WEST |  |  | TX/CK-DPL2-13- | 1743502021 | Wonder Electric Motor | WY180L-4 |  | 3_12_1 | HVAC | Radiator Fan Motor |  | 3 | HP | 30 | [8 empty] | As New Condition | NA
On RH side of local isolator switch | SIN | SINW | D02 | BXT-DCWEST | DRUPS CONTAINER WEST |  |  | TX/CK-DPL2-13- | 1743502028 | Wonder Electric Motor | WY180L-4 |  | 3_12_1 | HVAC | Radiator Fan Motor |  | 1 | HP | 30 | [8 empty] | As New Condition | NA
On RH side of local isolator switch | SIN | SINW | D02 | BXT-DCEAST | DRUPS CONTAINER EAST |  |  | TX/CK-DPL2-14- | 1738223001 | Wonder Electric Motor | WY180L-4 |  | 3_12_1 | HVAC | Radiator Fan Motor |  | 3 | HP | 30 | [8 empty] | As New Condition | NA
On RH side of local isolator switch | SIN | SINW | D04 | DXT-DCEAST | DRUPS CONTAINER EAST |  |  | TX/CK-DPL5-03- | 174352001 | Wonder Electric Motor | WY180L-4 |  | 3_12_1 | HVAC | Radiator Fan Motor |  | 3 | HP | 30 | [8 empty] | As New Condition | NA
On RH side of local isolator switch | SIN | SINW | D04 | DXT-DCEAST | DRUPS CONTAINER EAST |  |  | TX/CK-DPL5-03- | 174352024 | Wonder Electric Motor | WY180L-4 |  | 3_12_1 | HVAC | Radiator Fan Motor |  | 1 | HP | 30 | [8 empty] | As New Condition | NA
Above specification label | SIN | SINW | D04 | DXT-DCEAST | DRUPS CONTAINER EAST |  |  | TX/CK-DPL5-03- | PX7476-17RD | Perfex | PC424C3V |  | 3_3_1 | HVAC | Heat Exchanger |  | 2 | BTU/MIN | AC - 36968 / JW - 47328 | [8 empty] | As New Condition | NA
On RH side of local isolator switch | SIN | SINW | D05 | EXT-DCWEST | DRUPS CONTAINER WEST |  |  | TX/CK-DPL5-09- | 1743502036 | Wonder Electric Motor | WY180L-4 |  | 3_12_1 | HVAC | Radiator Fan Motor |  | 3 | HP | 30 | [8 empty] | As New Condition | NA
On RH side of local isolator switch | SIN | SINW | D05 | EXT-DCWEST | DRUPS CONTAINER WEST |  |  | TX/CK-DPL5-09- | 1743502014 | Wonder Electric Motor | WY180L-4 |  | 3_12_1 | HVAC | Radiator Fan Motor |  | 3 | HP | 30 | [8 empty] | As New Condition | NA
On RH side of local isolator switch | SIN | SINW | D07 | GXT-DCWEST | DRUPS CONTAINER WEST |  |  | TX/CK-DPL8-06- | 1708203025 | Wonder Electric Motor | WY180L-4 |  | 3_12_1 | HVAC | Radiator Fan Motor |  | 1 | HP | 30 | [8 empty] | As New Condition | NA
Above specification label | SIN | SINW | D07 | GXT-DCWEST | DRUPS CONTAINER WEST |  |  | TX/CK-DPL8-06- | PX7623-17RD | Perfex | PC424C3V |  | 3_3_1 | HVAC | Heat Exchanger |  | 2 | BTU/MIN | AC - 36968 / JW - 47328 | [8 empty] | As New Condition | NA
On RH side of local isolator switch | SIN | SINW | D07 | GXT-DCEAST | DRUPS CONTAINER EAST |  |  | TX/CK-DPL8-12- | 1743502031 | Wonder Electric Motor | WY180L-4 |  | 3_12_1 | HVAC | Radiator Fan Motor |  | 3 | HP | 30 | [8 empty] | As New Condition | NA
On RH side of local isolator switch | SIN | SINW | D07 | GXT-DCEAST | DRUPS CONTAINER EAST |  |  | TX/CK-DPL8-12- | 1743502032 | Wonder Electric Motor | WY180L-4 |  | 3_12_1 | HVAC | Radiator Fan Motor |  | 3 | HP | 30 | [8 empty] | As New Condition | NA
On RH side of local isolator switch | SIN | SINW | D07 | GXT-DCEAST | DRUPS CONTAINER EAST |  |  | TX/CK-DPL8-12- | 1743502026 | Wonder Electric Motor | WY180L-4 |  | 3_12_1 | HVAC | Radiator Fan Motor |  | 3 | HP | 30 | [8 empty] | As New Condition | NA
Top LH corner of control panel | SIN | SINW | L07 | G50-RF | LOWER ROOF |  |  | ULF-CT-01 |  | BacComber | Power Unit - DA-3MS |  | 3_15_1 | HVAC | Non-Chemical Water Treament System |  | 3 | W | 1600 | [8 empty] | As New Condition | NA
Top LH corner of control panel | SIN | SINW | L07 | G50-RF | LOWER ROOF |  |  | ULF-CT-02 |  | BacComber | Power Unit - DA-3MS |  | 3_15_1 | HVAC | Non-Chemical Water Treament System |  | 3 | W | 1600 | [8 empty] | As New Condition | NA
Top LH corner of control panel | SIN | SINW | L07 | G50-RF | LOWER ROOF |  |  | ULF-CT-03 |  | BacComber | Power Unit - DA-3MS |  | 3_15_1 | HVAC | Non-Chemical Water Treament System |  | 3 | W | 1600 | [8 empty] | As New Condition | NA
Top LH corner of control panel | SIN | SINW | L07 | G50-RF | LOWER ROOF |  |  | ULF-CT-04 |  | BacComber | Power Unit - DA-3MS |  | 3_15_1 | HVAC | Non-Chemical Water Treament System |  | 3 | W | 1600 | [8 empty] | As New Condition | NA
Top LH corner of control panel | SIN | SINW | L07 | G50-RF | LOWER ROOF |  |  | ULF-CT-05 |  | BacComber | Power Unit - DA-3MS |  | 3_15_1 | HVAC | Non-Chemical Water Treament System |  | 3 | W | 1600 | [8 empty] | As New Condition | NA
Top LH corner of control panel | SIN | SINW | L07 | G50-RF | LOWER ROOF |  |  | ULF-CT-06 |  | BacComber | Power Unit - DA-3MS |  | 3_15_1 | HVAC | Non-Chemical Water Treament System |  | 3 | W | 1600 | [8 empty] | As New Condition | NA
Main control Panel | SIN | SINW | L01 | A53-CHPR | CHILLER PLANT ROOM |  |  | WCC-L01-01 | L17L05353 | Trane | CVHF1300 |  | 3_1_1 | HVAC | Water Cooled Centrifugal Chiller |  | 1 | kW | 5000 | [8 empty] | As New Condition | NA
Main control Panel | SIN | SINW | L01 | A53-CHPR | CHILLER PLANT ROOM |  |  | WCC-L01-02 | L17L05423 | Trane | CVHF1300 |  | 3_1_1 | HVAC | Water Cooled Centrifugal Chiller |  | 1 | kW | 5000 | [8 empty] | As New Condition | NA
Main control Panel | SIN | SINW | L01 | A53-CHPR | CHILLER PLANT ROOM |  |  | WCC-L01-03 | L17L05428 | Trane | CVHF1300 |  | 3_1_1 | HVAC | Water Cooled Centrifugal Chiller |  | 1 | kW | 5000 | [8 empty] | As New Condition | NA
Main control Panel | SIN | SINW | L01 | A53-CHPR | CHILLER PLANT ROOM |  |  | WCC-L01-04 | L17L05437 | Trane | CVHF1300 |  | 3_1_1 | HVAC | Water Cooled Centrifugal Chiller |  | 1 | kW | 5000 | [8 empty] | As New Condition | NA
Main control Panel | SIN | SINW | L01 | A53-CHPR | CHILLER PLANT ROOM |  |  | WCC-L01-05 | L18A00065 | Trane | CVHF1300 |  | 3_1_1 | HVAC | Water Cooled Centrifugal Chiller |  | 1 | kW | 5000 | [8 empty] | As New Condition | NA
Main control Panel | SIN | SINW | L01 | A53-CHPR | CHILLER PLANT ROOM |  |  | WCC-L01-06 | L18A00079 | Trane | CVHF1300 |  | 3_1_1 | HVAC | Water Cooled Centrifugal Chiller |  | 1 | kW | 5000 | [8 empty] | As New Condition | NA
Top LH corner of control panel | SIN | SINW | L07 | G50-RF | LOWER ROOF |  |  | WCT600-01 |  | Walchem | TDS Controller - W600 |  | 3_15_1 | HVAC | Chemical Water Treament System |  | 3 | Amps | 7 | [8 empty] | As New Condition | NA
Top LH corner of control panel | SIN | SINW | L07 | G50-RF | LOWER ROOF |  |  | WCT600-02 |  | Walchem | TDS Controller - W600 |  | 3_15_1 | HVAC | Chemical Water Treament System |  | 3 | Amps | 7 | [8 empty] | As New Condition | NA
Top LH corner of control panel | SIN | SINW | L07 | G50-RF | LOWER ROOF |  |  | WCT600-03 |  | Walchem | TDS Controller - W600 |  | 3_15_1 | HVAC | Chemical Water Treament System |  | 3 | Amps | 7 | [8 empty] | As New Condition | NA
Top LH corner of control panel | SIN | SINW | L07 | G50-RF | LOWER ROOF |  |  | WCT600-04 |  | Walchem | TDS Controller - W600 |  | 3_15_1 | HVAC | Chemical Water Treament System |  | 3 | Amps | 7 | [8 empty] | As New Condition | NA
Top LH corner of control panel | SIN | SINW | L07 | G50-RF | LOWER ROOF |  |  | WCT600-05 |  | Walchem | TDS Controller - W600 |  | 3_15_1 | HVAC | Chemical Water Treament System |  | 3 | Amps | 7 | [8 empty] | As New Condition | NA
Top LH corner of control panel | SIN | SINW | L07 | G50-RF | LOWER ROOF |  |  | WCT600-06 |  | Walchem | TDS Controller - W600 |  | 3_15_1 | HVAC | Chemical Water Treament System |  | 3 | Amps | 7 | [8 empty] | As New Condition | NA
Beside name / rating plate | SIN | SINW | L01 | A51-WCF | FEMALE TOILET |  |  | WH/1/01 |  | Rheem | 86H-25 |  | 3_14 | HVAC | Electric Storage Water Heater (20 Litres) |  | 2 | KW | 3 | [8 empty] | As New Condition | NA
Beside name / rating plate | SIN | SINW | L01 | A51-WCM | MALE TOILET |  |  | WH/1/02 |  | Rheem | 86H-40 |  | 3_14 | HVAC | Electric Storage Water Heater (40 Litres) |  | 2 | KW | 3 | [8 empty] | As New Condition | NA
Beside name / rating plate | SIN | SINW | L01 | A50-CAN | BREAKOUT AREA |  |  | WH/1/03 |  | Rheem | 86H-40 |  | 3_14 | HVAC | Electric Storage Water Heater (40 Litres) |  | 2 | KW | 3 | [8 empty] | As New Condition | NA
On or adjacent to meter (not obstructing display) | SIN | SINW | L01 | AXT-DWTP | DOMESTIC WATER TANK & PUMP ROOM |  |  | WM-1A01 |  |  |  |  | 3_26_3 | HVAC | Private Digital Water Meter |  | 3 | NA | NA | [8 empty] | As New Condition | NA
On or adjacent to meter (not obstructing display) | SIN | SINW | L01 | A54-BWRKSP | BOH WORKSHOPS |  |  | WM-1A02 |  |  |  |  | 3_26_3 | HVAC | Private Digital Water Meter |  | 3 | NA | NA | [8 empty] | As New Condition | NA
On or adjacent to meter (not obstructing display) | SIN | SINW | L01 | A50-CAN | BREAKOUT AREA |  |  | WM-1A03 |  |  |  |  | 3_26_3 | HVAC | Private Digital Water Meter |  | 3 | NA | NA | [8 empty] | As New Condition | NA
On or adjacent to meter (not obstructing display) | SIN | SINW | L02 | B51-WCH | HANDICAP TOILET |  |  | WM-1B01 |  |  |  |  | 3_26_3 | HVAC | Private Digital Water Meter |  | 3 | NA | NA | [8 empty] | As New Condition | NA
On or adjacent to meter (not obstructing display) | SIN | SINW | L02 | BXT-AHUA | AHU DRUPS WEST |  |  | WM-1B02 |  |  |  |  | 3_26_3 | HVAC | Private Digital Water Meter |  | 3 | NA | NA | [8 empty] | As New Condition | NA
On or adjacent to meter (not obstructing display) | SIN | SINW | L02 | BXT-AHUB | AHU DRUPS EAST |  |  | WM-1B03 |  |  |  |  | 3_26_3 | HVAC | Private Digital Water Meter |  | 3 | NA | NA | [8 empty] | As New Condition | NA
On or adjacent to meter (not obstructing display) | SIN | SINW | L06 | F51-WCH | HANDICAP TOILET |  |  | WM-1F01 |  |  |  |  | 3_26_3 | HVAC | Private Digital Water Meter |  | 3 | NA | NA | [8 empty] | As New Condition | NA
On or adjacent to meter (not obstructing display) | SIN | SINW | L06 | F51-WCH | HANDICAP TOILET |  |  | WM-1F02 |  |  |  |  | 3_26_3 | HVAC | Private Digital Water Meter |  | 3 | NA | NA | [8 empty] | As New Condition | NA
On or adjacent to meter (not obstructing display) | SIN | SINW | L07 | HXT-AHUA | AHU DRUPS WEST |  |  | WM-1G01 |  |  |  |  | 3_26_3 | HVAC | Private Digital Water Meter |  | 3 | NA | NA | [8 empty] | As New Condition | NA
On or adjacent to meter (not obstructing display) | SIN | SINW | L07 | HXT-AHUB | AHU DRUPS EAST |  |  | WM-1G02 |  |  |  |  | 3_26_3 | HVAC | Private Digital Water Meter |  | 3 | NA | NA | [8 empty] | As New Condition | NA
On or adjacent to meter (not obstructing display) | SIN | SINW | L07 | G50-ROOF | LOWER ROOF |  |  | WM-1G03 |  |  |  |  | 3_26_3 | HVAC | Private Digital Water Meter for Cooling Tower |  | 3 | NA | NA | [8 empty] | As New Condition | NA
On or adjacent to meter (not obstructing display) | SIN | SINW | L07 | G50-ROOF | LOWER ROOF |  |  | WM-1G04 |  |  |  |  | 3_26_3 | HVAC | Private Digital Water Meter for NEWater |  | 3 | NA | NA | [8 empty] | As New Condition | NA
On or adjacent to meter (not obstructing display) | SIN | SINW | L07 | G50-ROOF | LOWER ROOF |  |  | WM-1G05 |  |  |  |  | 3_26_3 | HVAC | Private Digital Water Meter for NEWater |  | 3 | NA | NA | [8 empty] | As New Condition | NA
Note on G5: AutoBVT: (optional if cross reference table provided with room code)
Note on H5: AutoBVT: (Use bar code plus site prefix)
Note on I5: AutoBVT: (Use bar code only)
Note on J5: AutoBVT: (see asset register definitions, do not exceed 32 characters including spaces)
Note on N5: AutoBVT: note only one parent
Note on P5: AutoBVT: (optional will auto-populate in Archibus from Equipment category)
Note on Q5: AutoBVT: (optional will auto-populate in Archibus from Equipment sub-category)
Note on S5: AutoBVT: (previously Criticality)
Note on V5: AutoBVT: (Commissioning Date)
Note on AB5: AutoBVT: (local currency)
Note on AF5: AutoBVT: (Commissioned)
Note on AJ5: AutoBVT: (local currency)
Note on AK5: AutoBVT: (local currency)